## Current
| Series | Code | Temperature | Insulation | NumCores | Core Size | Cores | Conductor | Solid/Flex | Max Voltage | Use
1 | MC | MC03/1.5 | 75 | PVC | 3 | 1.5 | Multicore | Plain copper | Solid | 400 | MAXCAB CONSTRUCTION CABLES & BUILDING WIRE
2 | MC | MC03/2.5 | 75 | PVC | 3 | 2.5 | Multicore | Plain copper | Solid | 400 | MAXCAB CONSTRUCTION CABLES & BUILDING WIRE
3 | MC | MC03/4.0 | 75 | PVC | 3 | 4 | Multicore | Plain copper | Solid | 400 | MAXCAB CONSTRUCTION CABLES & BUILDING WIRE
4 | MC | MC03/6.0 | 75 | PVC | 3 | 6 | Multicore | Plain copper | Solid | 400 | MAXCAB CONSTRUCTION CABLES & BUILDING WIRE
5 | MC | MC04/1.5 | 75 | PVC | 4 | 1.5 | Multicore | Plain copper | Solid | 400 | MAXCAB CONSTRUCTION CABLES & BUILDING WIRE
6 | MC | MC04/2.5 | 75 | PVC | 4 | 2.5 | Multicore | Plain copper | Solid | 400 | MAXCAB CONSTRUCTION CABLES & BUILDING WIRE
7 | MC | MC04/4.0 | 75 | PVC | 4 | 4 | Multicore | Plain copper | Solid | 400 | MAXCAB CONSTRUCTION CABLES & BUILDING WIRE
8 | MC | MC04/6.0 | 75 | PVC | 4 | 6 | Multicore | Plain copper | Solid | 400 | MAXCAB CONSTRUCTION CABLES & BUILDING WIRE
9 | MC | MC05/1.5 | 75 | PVC | 5 | 1.5 | Multicore | Plain copper | Solid | 400 | MAXCAB CONSTRUCTION CABLES & BUILDING WIRE
10 | MC | MC05/2.5 | 75 | PVC | 5 | 2.5 | Multicore | Plain copper | Solid | 400 | MAXCAB CONSTRUCTION CABLES & BUILDING WIRE
11 | MC | MC05/4.0 | 75 | PVC | 5 | 4 | Multicore | Plain copper | Solid | 400 | MAXCAB CONSTRUCTION CABLES & BUILDING WIRE
12 | MC | MC05/6.0 | 75 | PVC | 5 | 6 | Multicore | Plain copper | Solid | 400 | MAXCAB CONSTRUCTION CABLES & BUILDING WIRE
13 | MC | MC07/1.5 | 90 | PVC | 7 | 1.5 | Multicore | Plain copper | Solid | 400 | MAXCAB CONSTRUCTION CABLES & BUILDING WIRE
14 | MC | MC12/1.5 | 90 | PVC | 12 | 1.5 | Multicore | Plain copper | Solid | 400 | MAXCAB CONSTRUCTION CABLES & BUILDING WIRE
15 | MC | MC19/1.5 | 90 | PVC | 19 | 1.5 | Multicore | Plain copper | Solid | 400 | MAXCAB CONSTRUCTION CABLES & BUILDING WIRE
16 | MC | MC27/1.5 | 90 | PVC | 27 | 1.5 | Multicore | Plain copper | Solid | 400 | MAXCAB CONSTRUCTION CABLES & BUILDING WIRE
17 | MC | MC37/1.5 | 90 | PVC | 37 | 1.5 | Multicore | Plain copper | Solid | 400 | MAXCAB CONSTRUCTION CABLES & BUILDING WIRE
18 | MC | MC07/2.5 | 90 | PVC | 7 | 2.5 | Multicore | Plain copper | Solid | 400 | MAXCAB CONSTRUCTION CABLES & BUILDING WIRE
19 | MC | MC12/2.5 | 90 | PVC | 12 | 2.5 | Multicore | Plain copper | Solid | 400 | MAXCAB CONSTRUCTION CABLES & BUILDING WIRE
20 | MC | MC19/2.5 | 90 | PVC | 19 | 2.5 | Multicore | Plain copper | Solid | 400 | MAXCAB CONSTRUCTION CABLES & BUILDING WIRE
21 | MC | MC27/2.5 | 90 | PVC | 27 | 2.5 | Multicore | Plain copper | Solid | 400 | MAXCAB CONSTRUCTION CABLES & BUILDING WIRE
22 | MC | MC37/2.5 | 90 | PVC | 37 | 2.5 | Multicore | Plain copper | Solid | 400 | MAXCAB CONSTRUCTION CABLES & BUILDING WIRE
23 | FDXCY | FDXCY4/1.5 | 90 | XLPE | 4 | 1.5 | VSD | Plain copper | Flex | 400 | VSD
24 | FDXCY | FDXCY4/2.5 | 90 | XLPE | 4 | 2.5 | VSD | Plain copper | Flex | 400 | VSD
25 | FDXCY | FDXCY4/4.0 | 90 | XLPE | 4 | 4 | VSD | Plain copper | Flex | 400 | VSD
26 | FDXCY | FDXCY4/6.0 | 90 | XLPE | 4 | 6 | VSD | Plain copper | Flex | 400 | VSD
27 | FDXCY | FDXCY4/10 | 90 | XLPE | 4 | 10 | VSD | Plain copper | Flex | 400 | VSD
28 | FDXCY | FDXCY4/16 | 90 | XLPE | 4 | 16 | VSD | Plain copper | Flex | 400 | VSD
29 | FDXCY | FDXCY4/25 | 90 | XLPE | 4 | 25 | VSD | Plain copper | Flex | 400 | VSD
30 | FDXCY | FDXCY4/35 | 90 | XLPE | 4 | 35 | VSD | Plain copper | Flex | 400 | VSD
31 | FDXCY | FDXCY4/50 | 90 | XLPE | 4 | 50 | VSD | Plain copper | Flex | 400 | VSD
32 | FDXCY | FDXCY4/70 | 90 | XLPE | 4 | 70 | VSD | Plain copper | Flex | 400 | VSD
33 | FDXCY | FDXCY4/95 | 90 | XLPE | 4 | 95 | VSD | Plain copper | Flex | 400 | VSD
34 | FDXCY | FDXCY4/120 | 90 | XLPE | 4 | 120 | VSD | Plain copper | Flex | 400 | VSD
35 | FDXCY | FDXCY4/185 | 90 | XLPE | 4 | 185 | VSD | Plain copper | Flex | 400 | VSD
36 | KSXCY | KSXCY4/1.5 | 90 | XLPE | 4 | 1.5 | VSD | Plain copper | Flex | 400 | VSD
37 | KSXCY | KSXCY4/2.5 | 90 | XLPE | 4 | 2.5 | VSD | Plain copper | Flex | 400 | VSD
38 | KSXCY | KSXCY4/4.0 | 90 | XLPE | 4 | 4 | VSD | Plain copper | Flex | 400 | VSD
39 | KSXCY | KSXCY4/6.0 | 90 | XLPE | 4 | 6 | VSD | Plain copper | Flex | 400 | VSD
40 | KSXCY | KSXCY4/10 | 90 | XLPE | 4 | 10 | VSD | Plain copper | Flex | 400 | VSD
41 | KSXCY | KSXCY4/16 | 90 | XLPE | 4 | 16 | VSD | Plain copper | Flex | 400 | VSD
42 | KSXCY | KSXCY4/25 | 90 | XLPE | 4 | 25 | VSD | Plain copper | Flex | 400 | VSD
43 | KSXCY | KSXCY4/35 | 90 | XLPE | 4 | 35 | VSD | Plain copper | Flex | 400 | VSD
44 | KSXCY | KSXCY4/50 | 90 | XLPE | 4 | 50 | VSD | Plain copper | Flex | 400 | VSD
45 | KSXCY | KSXCY4/70 | 90 | XLPE | 4 | 70 | VSD | Plain copper | Flex | 400 | VSD
46 | KSXCY | KSXCY4/95 | 90 | XLPE | 4 | 95 | VSD | Plain copper | Flex | 400 | VSD
47 | KSXCY | KSXCY4/120 | 90 | XLPE | 4 | 120 | VSD | Plain copper | Flex | 400 | VSD
48 | KSXCY | KSXCY4/150 | 90 | XLPE | 4 | 150 | VSD | Plain copper | Flex | 400 | VSD
49 | KSXCY | KSXCY4/185 | 90 | XLPE | 4 | 185 | VSD | Plain copper | Flex | 400 | VSD
50 | KSXCY | KSXCY4/240 | 90 | XLPE | 4 | 240 | VSD | Plain copper | Flex | 400 | VSD
51 | MDXCYBK | MDXCY3/1.5BK | 90 | XLPE | 3 | 1.5 | VSD | Tinned copper | Flex | 400 | VSD
52 | MDXCYBK | MDXCY3/2.5BK | 90 | XLPE | 3 | 2.5 | VSD | Tinned copper | Flex | 400 | VSD
53 | MDXCYBK | MDXCY4/1.5BK | 90 | XLPE | 4 | 1.5 | VSD | Tinned copper | Flex | 400 | VSD
54 | MDXCYBK | MDXCY4/2.5BK | 90 | XLPE | 4 | 2.5 | VSD | Tinned copper | Flex | 400 | VSD
55 | MDXCYBK | MDXCY4/4.0BK | 90 | XLPE | 4 | 4 | VSD | Tinned copper | Flex | 400 | VSD
56 | MDXCYBK | MDXCY4/6.0BK | 90 | XLPE | 4 | 6 | VSD | Tinned copper | Flex | 400 | VSD
57 | MDXCYBK | MDXCY4/10BK | 90 | XLPE | 4 | 10 | VSD | Tinned copper | Flex | 400 | VSD
58 | MDXCYBK | MDXCY4/16BK | 90 | XLPE | 4 | 16 | VSD | Tinned copper | Flex | 400 | VSD
59 | MDXCY-CL | MDXCY4/1.5CL | 90 | XLPE | 4 | 1.5 | VSD | Tinned copper | Flex | 400 | VSD
60 | MDXCY-CL | MDXCY4/2.5CL | 90 | XLPE | 4 | 2.5 | VSD | Tinned copper | Flex | 400 | VSD
61 | MDXCY-CL | MDXCY4.4.0CL | 90 | XLPE | 4 | 4 | VSD | Tinned copper | Flex | 400 | VSD
62 | MDXCY-CL | MDXCY4/6.0CL | 90 | XLPE | 4 | 6 | VSD | Tinned copper | Flex | 400 | VSD
63 | MCH SWA | MCH02/1.5SWA | 90 | PVC | 2 | 1.5 | Multicore | Plain copper | Solid | 400 | MAXCAB CONSTRUCTION CABLES & BUILDING WIRE
64 | MCH SWA | MCH02/2.5SWA | 90 | PVC | 2 | 2.5 | Multicore | Plain copper | Solid | 400 | MAXCAB CONSTRUCTION CABLES & BUILDING WIRE
65 | MCH SWA | MCH03/1.5SWA | 90 | PVC | 3 | 1.5 | Multicore | Plain copper | Solid | 400 | MAXCAB CONSTRUCTION CABLES & BUILDING WIRE
66 | MCH SWA | MCH03/2.5SWA | 90 | PVC | 3 | 2.5 | Multicore | Plain copper | Solid | 400 | MAXCAB CONSTRUCTION CABLES & BUILDING WIRE
67 | MCH SWA | MCH04/1.5SWA | 90 | PVC | 4 | 1.5 | Multicore | Plain copper | Solid | 400 | MAXCAB CONSTRUCTION CABLES & BUILDING WIRE
68 | MCH SWA | MCH04/2.5SWA | 90 | PVC | 4 | 2.5 | Multicore | Plain copper | Solid | 400 | MAXCAB CONSTRUCTION CABLES & BUILDING WIRE
69 | MCH SWA | MCH07/1.5SWA | 90 | PVC | 7 | 1.5 | Multicore | Plain copper | Solid | 400 | MAXCAB CONSTRUCTION CABLES & BUILDING WIRE
70 | MCH SWA | MCH07/2.5SWA | 90 | PVC | 7 | 2.5 | Multicore | Plain copper | Solid | 400 | MAXCAB CONSTRUCTION CABLES & BUILDING WIRE
71 | MCH SWA | MCH12/1.5SWA | 90 | PVC | 12 | 1.5 | Multicore | Plain copper | Solid | 400 | MAXCAB CONSTRUCTION CABLES & BUILDING WIRE
72 | MCH SWA | MCH12/2.5SWA | 90 | PVC | 12 | 2.5 | Multicore | Plain copper | Solid | 400 | MAXCAB CONSTRUCTION CABLES & BUILDING WIRE
73 | MCH SWA | MCH19/1.5SWA | 90 | PVC | 19 | 1.5 | Multicore | Plain copper | Solid | 400 | MAXCAB CONSTRUCTION CABLES & BUILDING WIRE
74 | MCH SWA | MCH19/2.5SWA | 90 | PVC | 19 | 2.5 | Multicore | Plain copper | Solid | 400 | MAXCAB CONSTRUCTION CABLES & BUILDING WIRE
75 | MCH SWA | MCH27/1.5SWA | 90 | PVC | 27 | 1.5 | Multicore | Plain copper | Solid | 400 | MAXCAB CONSTRUCTION CABLES & BUILDING WIRE
76 | MCH SWA | MCH27/2.5SWA | 90 | PVC | 27 | 2.5 | Multicore | Plain copper | Solid | 400 | MAXCAB CONSTRUCTION CABLES & BUILDING WIRE
77 | MCH SWA | MCH37/1.5SWA | 90 | PVC | 37 | 1.5 | Multicore | Plain copper | Solid | 400 | MAXCAB CONSTRUCTION CABLES & BUILDING WIRE
78 | MCH SWA | MCH37/2.5SWA | 90 | PVC | 37 | 2.5 | Multicore | Plain copper | Solid | 400 | MAXCAB CONSTRUCTION CABLES & BUILDING WIRE
79 | MST | MST000.50 | 90 | PVC | 1 | 0.5 | SingleCore | Tinned copper | Flex | 400 | FLEXIBLE SINGLE CORE CABLES
80 | MST | MST000.75 | 90 | PVC | 1 | 0.75 | SingleCore | Tinned copper | Flex | 400 | FLEXIBLE SINGLE CORE CABLES
81 | MST | MST001.0 | 90 | PVC | 1 | 1 | SingleCore | Tinned copper | Flex | 400 | FLEXIBLE SINGLE CORE CABLES
82 | MST | MST001.5 | 90 | PVC | 1 | 1.5 | SingleCore | Tinned copper | Flex | 400 | FLEXIBLE SINGLE CORE CABLES
83 | MST | MST002.5 | 90 | PVC | 1 | 2.5 | SingleCore | Tinned copper | Flex | 400 | FLEXIBLE SINGLE CORE CABLES
84 | MST | MST004 | 90 | PVC | 1 | 4 | SingleCore | Tinned copper | Flex | 400 | FLEXIBLE SINGLE CORE CABLES
85 | MST | MST006 | 90 | PVC | 1 | 6 | SingleCore | Tinned copper | Flex | 400 | FLEXIBLE SINGLE CORE CABLES
86 | MST | MST010 | 90 | PVC | 1 | 10 | SingleCore | Tinned copper | Flex | 400 | FLEXIBLE SINGLE CORE CABLES
87 | MST | MST016 | 90 | PVC | 1 | 16 | SingleCore | Tinned copper | Flex | 400 | FLEXIBLE SINGLE CORE CABLES
88 | MST | MST025 | 90 | PVC | 1 | 25 | SingleCore | Tinned copper | Flex | 400 | FLEXIBLE SINGLE CORE CABLES
89 | BFX | BFX002.5 | 110 | XLPE | 1 | 2.5 | SingleCore | Plain copper | Flex | 400 | FLEXIBLE SINGLE CORE CABLES
90 | BFX | BFX004 | 110 | XLPE | 1 | 4 | SingleCore | Plain copper | Flex | 400 | FLEXIBLE SINGLE CORE CABLES
91 | BFX | BFX006 | 110 | XLPE | 1 | 6 | SingleCore | Plain copper | Flex | 400 | FLEXIBLE SINGLE CORE CABLES
92 | BFX | BFX010 | 110 | XLPE | 1 | 10 | SingleCore | Plain copper | Flex | 400 | FLEXIBLE SINGLE CORE CABLES
93 | BFX | BFX016 | 110 | XLPE | 1 | 16 | SingleCore | Plain copper | Flex | 400 | FLEXIBLE SINGLE CORE CABLES
94 | BFX | BFX025 | 110 | XLPE | 1 | 25 | SingleCore | Plain copper | Flex | 400 | FLEXIBLE SINGLE CORE CABLES
95 | BFX | BFX035 | 110 | XLPE | 1 | 35 | SingleCore | Plain copper | Flex | 400 | FLEXIBLE SINGLE CORE CABLES
96 | BFX | BFX050 | 110 | XLPE | 1 | 50 | SingleCore | Plain copper | Flex | 400 | FLEXIBLE SINGLE CORE CABLES
97 | BFX | BFX070 | 110 | XLPE | 1 | 70 | SingleCore | Plain copper | Flex | 400 | FLEXIBLE SINGLE CORE CABLES
98 | BFX | BFX095 | 110 | XLPE | 1 | 95 | SingleCore | Plain copper | Flex | 400 | FLEXIBLE SINGLE CORE CABLES
99 | BFX | BFX120 | 110 | XLPE | 1 | 120 | SingleCore | Plain copper | Flex | 400 | FLEXIBLE SINGLE CORE CABLES
100 | BFX | BFX150 | 110 | XLPE | 1 | 150 | SingleCore | Plain copper | Flex | 400 | FLEXIBLE SINGLE CORE CABLES
101 | BFX | BFX185 | 110 | XLPE | 1 | 185 | SingleCore | Plain copper | Flex | 400 | FLEXIBLE SINGLE CORE CABLES
102 | BFX | BFX240 | 110 | XLPE | 1 | 240 | SingleCore | Plain copper | Flex | 400 | FLEXIBLE SINGLE CORE CABLES
103 | BFX | BFX300 | 110 | XLPE | 1 | 300 | SingleCore | Plain copper | Flex | 400 | FLEXIBLE SINGLE CORE CABLES
104 | BFX | BFX400 | 110 | XLPE | 1 | 400 | SingleCore | Plain copper | Flex | 400 | FLEXIBLE SINGLE CORE CABLES
105 | BFX | BFX500 | 110 | XLPE | 1 | 500 | SingleCore | Plain copper | Flex | 400 | FLEXIBLE SINGLE CORE CABLES
106 | CFX | CFX016 | 110 | XLPE | 1 | 16 | SingleCore | Plain copper | Flex | 400 | FLEXIBLE SINGLE CORE CABLES
107 | CFX | CFX025 | 110 | XLPE | 1 | 25 | SingleCore | Plain copper | Flex | 400 | FLEXIBLE SINGLE CORE CABLES
108 | CFX | CFX035 | 110 | XLPE | 1 | 35 | SingleCore | Plain copper | Flex | 400 | FLEXIBLE SINGLE CORE CABLES
109 | CFX | CFX050 | 110 | XLPE | 1 | 50 | SingleCore | Plain copper | Flex | 400 | FLEXIBLE SINGLE CORE CABLES
110 | CFX | CFX070 | 110 | XLPE | 1 | 70 | SingleCore | Plain copper | Flex | 400 | FLEXIBLE SINGLE CORE CABLES
111 | CFX | CFX095 | 110 | XLPE | 1 | 95 | SingleCore | Plain copper | Flex | 400 | FLEXIBLE SINGLE CORE CABLES
112 | CFX | CFX120 | 110 | XLPE | 1 | 120 | SingleCore | Plain copper | Flex | 400 | FLEXIBLE SINGLE CORE CABLES
113 | CFX | CFX150 | 110 | XLPE | 1 | 150 | SingleCore | Plain copper | Flex | 400 | FLEXIBLE SINGLE CORE CABLES
114 | CFX | CFX185 | 110 | XLPE | 1 | 185 | SingleCore | Plain copper | Flex | 400 | FLEXIBLE SINGLE CORE CABLES
115 | CFX | CFX240 | 110 | XLPE | 1 | 240 | SingleCore | Plain copper | Flex | 400 | FLEXIBLE SINGLE CORE CABLES
116 | CFX | CFX300 | 110 | XLPE | 1 | 300 | SingleCore | Plain copper | Flex | 400 | FLEXIBLE SINGLE CORE CABLES
117 | CFX | CFX400 | 110 | XLPE | 1 | 400 | SingleCore | Plain copper | Flex | 400 | FLEXIBLE SINGLE CORE CABLES
118 | CFX | CFX500 | 110 | XLPE | 1 | 500 | SingleCore | Plain copper | Flex | 400 | FLEXIBLE SINGLE CORE CABLES
119 | CFX | CFX630 | 110 | XLPE | 1 | 630 | SingleCore | Plain copper | Flex | 400 | FLEXIBLE SINGLE CORE CABLES
120 | OD | OD2/1.0 | 75 | PVC | 2 | 1 | Multicore | Plain copper | Flex | 230 | FLEXIBLE MULTI CORE CABLES
121 | OD | OD3/1.0 | 75 | PVC | 3 | 1 | Multicore | Plain copper | Flex | 230 | FLEXIBLE MULTI CORE CABLES
122 | OD | OD3/1.5 | 75 | PVC | 3 | 1.5 | Multicore | Plain copper | Flex | 230 | FLEXIBLE MULTI CORE CABLES
123 | OD | OD3/2.5 | 75 | PVC | 3 | 2.5 | Multicore | Plain copper | Flex | 230 | FLEXIBLE MULTI CORE CABLES
124 | OD | OD4/1.0 | 75 | PVC | 4 | 1 | Multicore | Plain copper | Flex | 230 | FLEXIBLE MULTI CORE CABLES
125 | OD | OD4/1.5 | 75 | PVC | 4 | 1.5 | Multicore | Plain copper | Flex | 230 | FLEXIBLE MULTI CORE CABLES
126 | OD | OD4/2.5 | 75 | PVC | 4 | 2.5 | Multicore | Plain copper | Flex | 230 | FLEXIBLE MULTI CORE CABLES
127 | CW | CW001.5 | 90 | PVC | 1 | 1.5 | SingleCore | Plain copper | Solid | 400 | MAXCAB CONSTRUCTION CABLES & BUILDING WIRE
128 | CW | CW002.5 | 90 | PVC | 1 | 2.5 | SingleCore | Plain copper | Solid | 400 | MAXCAB CONSTRUCTION CABLES & BUILDING WIRE
129 | CW | CW004 | 90 | PVC | 1 | 4 | SingleCore | Plain copper | Solid | 400 | MAXCAB CONSTRUCTION CABLES & BUILDING WIRE
130 | CW | CW006 | 90 | PVC | 1 | 6 | SingleCore | Plain copper | Solid | 400 | MAXCAB CONSTRUCTION CABLES & BUILDING WIRE
131 | CW | CW010 | 90 | PVC | 1 | 10 | SingleCore | Plain copper | Solid | 400 | MAXCAB CONSTRUCTION CABLES & BUILDING WIRE
132 | CW | CW016 | 90 | PVC | 1 | 16 | SingleCore | Plain copper | Solid | 400 | MAXCAB CONSTRUCTION CABLES & BUILDING WIRE
133 | CW | CW025 | 90 | PVC | 1 | 25 | SingleCore | Plain copper | Solid | 400 | MAXCAB CONSTRUCTION CABLES & BUILDING WIRE
134 | CW | CW035 | 90 | PVC | 1 | 35 | SingleCore | Plain copper | Solid | 400 | MAXCAB CONSTRUCTION CABLES & BUILDING WIRE
135 | CW | CW050 | 90 | PVC | 1 | 50 | SingleCore | Plain copper | Solid | 400 | MAXCAB CONSTRUCTION CABLES & BUILDING WIRE
136 | CW | CW070 | 90 | PVC | 1 | 70 | SingleCore | Plain copper | Solid | 400 | MAXCAB CONSTRUCTION CABLES & BUILDING WIRE
137 | CW | CW095 | 90 | PVC | 1 | 95 | SingleCore | Plain copper | Solid | 400 | MAXCAB CONSTRUCTION CABLES & BUILDING WIRE
138 | CW | CW120 | 90 | PVC | 1 | 120 | SingleCore | Plain copper | Solid | 400 | MAXCAB CONSTRUCTION CABLES & BUILDING WIRE
139 | CW | CW150 | 90 | PVC | 1 | 150 | SingleCore | Plain copper | Solid | 400 | MAXCAB CONSTRUCTION CABLES & BUILDING WIRE
140 | MCX | MCX03/10 | 90 | XLPE | 3 | 10 | Multicore | Plain copper | Solid | 400 | MAXCAB CONSTRUCTION CABLES & BUILDING WIRE
141 | MCX | MCX03/16 | 90 | XLPE | 3 | 16 | Multicore | Plain copper | Solid | 400 | MAXCAB CONSTRUCTION CABLES & BUILDING WIRE
142 | MCX | MCX03/25 | 90 | XLPE | 3 | 25 | Multicore | Plain copper | Solid | 400 | MAXCAB CONSTRUCTION CABLES & BUILDING WIRE
143 | MCX | MCX04/10 | 90 | XLPE | 4 | 10 | Multicore | Plain copper | Solid | 400 | MAXCAB CONSTRUCTION CABLES & BUILDING WIRE
144 | MCX | MCX04/16 | 90 | XLPE | 4 | 16 | Multicore | Plain copper | Solid | 400 | MAXCAB CONSTRUCTION CABLES & BUILDING WIRE
145 | MCX | MCX04/25 | 90 | XLPE | 4 | 25 | Multicore | Plain copper | Solid | 400 | MAXCAB CONSTRUCTION CABLES & BUILDING WIRE
146 | MCX | MCX04/35 | 90 | XLPE | 4 | 35 | Multicore | Plain copper | Solid | 400 | MAXCAB CONSTRUCTION CABLES & BUILDING WIRE
147 | MCX | MCX04/50 | 90 | XLPE | 4 | 50 | Multicore | Plain copper | Solid | 400 | MAXCAB CONSTRUCTION CABLES & BUILDING WIRE
148 | MCX | MCX04/70 | 90 | XLPE | 4 | 70 | Multicore | Plain copper | Solid | 400 | MAXCAB CONSTRUCTION CABLES & BUILDING WIRE
149 | MCX | MCX04/95 | 90 | XLPE | 4 | 95 | Multicore | Plain copper | Solid | 400 | MAXCAB CONSTRUCTION CABLES & BUILDING WIRE
150 | MCX | MCX05/10 | 90 | XLPE | 5 | 10 | Multicore | Plain copper | Solid | 400 | MAXCAB CONSTRUCTION CABLES & BUILDING WIRE
151 | MCX | MCX05/16 | 90 | XLPE | 5 | 16 | Multicore | Plain copper | Solid | 400 | MAXCAB CONSTRUCTION CABLES & BUILDING WIRE
152 | MCX | MCX05/25 | 90 | XLPE | 5 | 25 | Multicore | Plain copper | Solid | 400 | MAXCAB CONSTRUCTION CABLES & BUILDING WIRE
153 | MCX | MCX05/35 | 90 | XLPE | 5 | 35 | Multicore | Plain copper | Solid | 400 | MAXCAB CONSTRUCTION CABLES & BUILDING WIRE
154 | MCX | MCX05/50 | 90 | XLPE | 5 | 50 | Multicore | Plain copper | Solid | 400 | MAXCAB CONSTRUCTION CABLES & BUILDING WIRE
155 | MCX | MCX05/70 | 90 | XLPE | 5 | 70 | Multicore | Plain copper | Solid | 400 | MAXCAB CONSTRUCTION CABLES & BUILDING WIRE
156 | MCX | MCX05/95 | 90 | XLPE | 5 | 95 | Multicore | Plain copper | Solid | 400 | MAXCAB CONSTRUCTION CABLES & BUILDING WIRE
157 | MCX | MCX05/120 | 90 | XLPE | 5 | 120 | Multicore | Plain copper | Solid | 400 | MAXCAB CONSTRUCTION CABLES & BUILDING WIRE
158 | PF | PF02/0.5 | 75 | PVC | 2 | 0.5 | Multicore | Plain copper | Flex | 230 | FLEXIBLE MULTI CORE CABLES
159 | PF | PF02/0.75 | 75 | PVC | 2 | 0.75 | Multicore | Plain copper | Flex | 230 | FLEXIBLE MULTI CORE CABLES
160 | PF | PF02/1.0 | 75 | PVC | 2 | 1 | Multicore | Plain copper | Flex | 230 | FLEXIBLE MULTI CORE CABLES
161 | PF | PF02/1.5 | 75 | PVC | 2 | 1.5 | Multicore | Plain copper | Flex | 230 | FLEXIBLE MULTI CORE CABLES
162 | PF | PF02/2.5 | 75 | PVC | 2 | 2.5 | Multicore | Plain copper | Flex | 230 | FLEXIBLE MULTI CORE CABLES
163 | PF | PF02/4.0 | 75 | PVC | 2 | 4 | Multicore | Plain copper | Flex | 230 | FLEXIBLE MULTI CORE CABLES
164 | PF | PF03/0.5 | 75 | PVC | 3 | 0.5 | Multicore | Plain copper | Flex | 230 | FLEXIBLE MULTI CORE CABLES
165 | PF | PF03/0.75 | 75 | PVC | 3 | 0.75 | Multicore | Plain copper | Flex | 230 | FLEXIBLE MULTI CORE CABLES
166 | PF | PF03/1.0 | 75 | PVC | 3 | 1 | Multicore | Plain copper | Flex | 230 | FLEXIBLE MULTI CORE CABLES
167 | PF | PF03/1.5 | 75 | PVC | 3 | 1.5 | Multicore | Plain copper | Flex | 230 | FLEXIBLE MULTI CORE CABLES
168 | PF | PF03/2.5 | 75 | PVC | 3 | 2.5 | Multicore | Plain copper | Flex | 230 | FLEXIBLE MULTI CORE CABLES
169 | PF | PF03/4.0 | 75 | PVC | 3 | 4 | Multicore | Plain copper | Flex | 230 | FLEXIBLE MULTI CORE CABLES
170 | PF | PF04/0.5 | 75 | PVC | 4 | 0.5 | Multicore | Plain copper | Flex | 230 | FLEXIBLE MULTI CORE CABLES
171 | PF | PF04/0.75 | 75 | PVC | 4 | 0.75 | Multicore | Plain copper | Flex | 230 | FLEXIBLE MULTI CORE CABLES
172 | PF | PF04/1.0 | 75 | PVC | 4 | 1 | Multicore | Plain copper | Flex | 230 | FLEXIBLE MULTI CORE CABLES
173 | PF | PF04/1.5 | 75 | PVC | 4 | 1.5 | Multicore | Plain copper | Flex | 230 | FLEXIBLE MULTI CORE CABLES
174 | PF | PF04/2.5 | 75 | PVC | 4 | 2.5 | Multicore | Plain copper | Flex | 230 | FLEXIBLE MULTI CORE CABLES
175 | PF | PF04/4.0 | 75 | PVC | 4 | 4 | Multicore | Plain copper | Flex | 230 | FLEXIBLE MULTI CORE CABLES
176 | PF | PF05/0.75 | 75 | PVC | 5 | 0.75 | Multicore | Plain copper | Flex | 230 | FLEXIBLE MULTI CORE CABLES
177 | PF | PF05/1.0 | 75 | PVC | 5 | 1 | Multicore | Plain copper | Flex | 230 | FLEXIBLE MULTI CORE CABLES
178 | PF | PF05/1.5 | 75 | PVC | 5 | 1.5 | Multicore | Plain copper | Flex | 230 | FLEXIBLE MULTI CORE CABLES
179 | PF | PF05/2.5 | 75 | PVC | 5 | 2.5 | Multicore | Plain copper | Flex | 230 | FLEXIBLE MULTI CORE CABLES
180 | PF | PF05/4.0 | 75 | PVC | 5 | 4 | Multicore | Plain copper | Flex | 230 | FLEXIBLE MULTI CORE CABLES
181 | MCP SWA | MCP03G1.5SWA | 75 | PVC | 3 | 1.5 | Multicore | Plain copper | Solid | 400 | MAXCAB CONSTRUCTION CABLES & BUILDING WIRE
182 | MCP SWA | MCP03G2.5SWA | 75 | PVC | 3 | 2.5 | Multicore | Plain copper | Solid | 400 | MAXCAB CONSTRUCTION CABLES & BUILDING WIRE
183 | MCP SWA | MCP03G4.0SWA | 75 | PVC | 3 | 4 | Multicore | Plain copper | Solid | 400 | MAXCAB CONSTRUCTION CABLES & BUILDING WIRE
184 | MCP SWA | MCP03G6.0SWA | 75 | PVC | 3 | 6 | Multicore | Plain copper | Solid | 400 | MAXCAB CONSTRUCTION CABLES & BUILDING WIRE
185 | MCP SWA | MCP04G1.5SWA | 75 | PVC | 4 | 1.5 | Multicore | Plain copper | Solid | 400 | MAXCAB CONSTRUCTION CABLES & BUILDING WIRE
186 | MCP SWA | MCP04G2.5SWA | 75 | PVC | 4 | 2.5 | Multicore | Plain copper | Solid | 400 | MAXCAB CONSTRUCTION CABLES & BUILDING WIRE
187 | MCP SWA | MCP04G4.0SWA | 75 | PVC | 4 | 4 | Multicore | Plain copper | Solid | 400 | MAXCAB CONSTRUCTION CABLES & BUILDING WIRE
188 | MCP SWA | MCP04G6.0SWA | 75 | PVC | 4 | 6 | Multicore | Plain copper | Solid | 400 | MAXCAB CONSTRUCTION CABLES & BUILDING WIRE
189 | MCP SWA | MCP05G1.5SWA | 75 | PVC | 5 | 1.5 | Multicore | Plain copper | Solid | 400 | MAXCAB CONSTRUCTION CABLES & BUILDING WIRE
190 | MCP SWA | MCP05G2.5SWA | 75 | PVC | 5 | 2.5 | Multicore | Plain copper | Solid | 400 | MAXCAB CONSTRUCTION CABLES & BUILDING WIRE
191 | MCP SWA | MCP05G4.0SWA | 75 | PVC | 5 | 4 | Multicore | Plain copper | Solid | 400 | MAXCAB CONSTRUCTION CABLES & BUILDING WIRE
192 | MCP SWA | MCP05G6.0SWA | 90 | PVC | 5 | 6 | Multicore | Plain copper | Solid | 400 | MAXCAB CONSTRUCTION CABLES & BUILDING WIRE
193 | HD | HD02/1.5 | 90 | XLPE | 2 | 1.5 | Multicore | Plain copper | Flex | 400 | FLEXIBLE MULTI CORE CABLES
194 | HD | HD02/2.5 | 90 | XLPE | 2 | 2.5 | Multicore | Plain copper | Flex | 400 | FLEXIBLE MULTI CORE CABLES
195 | HD | HD03/1.0 | 90 | XLPE | 3 | 1 | Multicore | Plain copper | Flex | 400 | FLEXIBLE MULTI CORE CABLES
196 | HD | HD03/1.5 | 90 | XLPE | 3 | 1.5 | Multicore | Plain copper | Flex | 400 | FLEXIBLE MULTI CORE CABLES
197 | HD | HD03/2.5 | 90 | XLPE | 3 | 2.5 | Multicore | Plain copper | Flex | 400 | FLEXIBLE MULTI CORE CABLES
198 | HD | HD03/4.0 | 90 | XLPE | 3 | 4 | Multicore | Plain copper | Flex | 400 | FLEXIBLE MULTI CORE CABLES
199 | HD | HD03/6.0 | 90 | XLPE | 3 | 6 | Multicore | Plain copper | Flex | 400 | FLEXIBLE MULTI CORE CABLES
200 | HD | HD04/1.5 | 90 | XLPE | 4 | 1.5 | Multicore | Plain copper | Flex | 400 | FLEXIBLE MULTI CORE CABLES
201 | HD | HD04/2.5 | 90 | XLPE | 4 | 2.5 | Multicore | Plain copper | Flex | 400 | FLEXIBLE MULTI CORE CABLES
202 | HD | HD04/4 | 90 | XLPE | 4 | 4 | Multicore | Plain copper | Flex | 400 | FLEXIBLE MULTI CORE CABLES
203 | HD | HD04/6.0 | 90 | XLPE | 4 | 6 | Multicore | Plain copper | Flex | 400 | FLEXIBLE MULTI CORE CABLES
204 | HD | HD04/10 | 90 | XLPE | 4 | 10 | Multicore | Plain copper | Flex | 400 | FLEXIBLE MULTI CORE CABLES
205 | HD | HD04/16 | 90 | XLPE | 4 | 16 | Multicore | Plain copper | Flex | 400 | FLEXIBLE MULTI CORE CABLES
206 | HD | HD05/1.5 | 90 | XLPE | 5 | 1.5 | Multicore | Plain copper | Flex | 400 | FLEXIBLE MULTI CORE CABLES
207 | HD | HD05/2.5 | 90 | XLPE | 5 | 2.5 | Multicore | Plain copper | Flex | 400 | FLEXIBLE MULTI CORE CABLES
208 | HD | HD05/4.0 | 90 | XLPE | 5 | 4 | Multicore | Plain copper | Flex | 400 | FLEXIBLE MULTI CORE CABLES
209 | HD | HD05/6.0 | 90 | XLPE | 5 | 6 | Multicore | Plain copper | Flex | 400 | FLEXIBLE MULTI CORE CABLES
210 | HD | HD05/10 | 90 | XLPE | 5 | 10 | Multicore | Plain copper | Flex | 400 | FLEXIBLE MULTI CORE CABLES
211 | HD | HD05/16 | 90 | XLPE | 5 | 16 | Multicore | Plain copper | Flex | 400 | FLEXIBLE MULTI CORE CABLES
212 | HDT | HD03/1.5T | 90 | XLPE | 3 | 1.5 | Multicore | Tinned copper | Flex | 400 | FLEXIBLE MULTI CORE CABLES
213 | HDT | HD03/2.5T | 90 | XLPE | 3 | 2.5 | Multicore | Tinned copper | Flex | 400 | FLEXIBLE MULTI CORE CABLES
214 | HDT | HD03/4.0T | 90 | XLPE | 3 | 4 | Multicore | Tinned copper | Flex | 400 | FLEXIBLE MULTI CORE CABLES
215 | HDT | HD03/6.0T | 90 | XLPE | 3 | 6 | Multicore | Tinned copper | Flex | 400 | FLEXIBLE MULTI CORE CABLES
216 | HDT | HD04/1.5T | 90 | XLPE | 4 | 1.5 | Multicore | Tinned copper | Flex | 400 | FLEXIBLE MULTI CORE CABLES
217 | HDT | HD04/2.5T | 90 | XLPE | 4 | 2.5 | Multicore | Tinned copper | Flex | 400 | FLEXIBLE MULTI CORE CABLES
218 | HDT | HD04/4T | 90 | XLPE | 4 | 4 | Multicore | Tinned copper | Flex | 400 | FLEXIBLE MULTI CORE CABLES
219 | HDT | HD04/6.0T | 90 | XLPE | 4 | 6 | Multicore | Tinned copper | Flex | 400 | FLEXIBLE MULTI CORE CABLES
220 | HDT | HD05/1.5T | 90 | XLPE | 5 | 1.5 | Multicore | Tinned copper | Flex | 400 | FLEXIBLE MULTI CORE CABLES
221 | HDT | HD05/2.5T | 90 | XLPE | 5 | 2.5 | Multicore | Tinned copper | Flex | 400 | FLEXIBLE MULTI CORE CABLES
222 | HDT | HD05/4.0T | 90 | XLPE | 5 | 4 | Multicore | Tinned copper | Flex | 400 | FLEXIBLE MULTI CORE CABLES
223 | HDT | HD05/6.0T | 90 | XLPE | 5 | 6 | Multicore | Tinned copper | Flex | 400 | FLEXIBLE MULTI CORE CABLES
224 | HDT | HD05/10T | 90 | XLPE | 5 | 10 | Multicore | Tinned copper | Flex | 400 | FLEXIBLE MULTI CORE CABLES
225 | HDT | HD05/16T | 90 | XLPE | 5 | 16 | Multicore | Tinned copper | Flex | 400 | FLEXIBLE MULTI CORE CABLES
226 | HDT | HD05/35T | 90 | XLPE | 5 | 35 | Multicore | Tinned copper | Flex | 400 | FLEXIBLE MULTI CORE CABLES
227 | MLG2 Multi | ML02/1.5BKG2 | 90 | Elastomer | 2 | 1.5 | Multicore | Tinned copper | Flex | 400 | FLEXIBLE MULTI CORE CABLES
228 | MLG2 Multi | ML02/2.5BKG2 | 90 | Elastomer | 2 | 2.5 | Multicore | Tinned copper | Flex | 400 | FLEXIBLE MULTI CORE CABLES
229 | MLG2 Multi | ML02/4.0BKG2 | 90 | Elastomer | 2 | 4 | Multicore | Tinned copper | Flex | 400 | FLEXIBLE MULTI CORE CABLES
230 | MLG2 Multi | ML02/6.0BKG2 | 90 | Elastomer | 2 | 6 | Multicore | Tinned copper | Flex | 400 | FLEXIBLE MULTI CORE CABLES
231 | MLG2 Multi | ML03/1.5BKG2 | 90 | Elastomer | 3 | 1.5 | Multicore | Tinned copper | Flex | 400 | FLEXIBLE MULTI CORE CABLES
232 | MLG2 Multi | ML03/2.5BKG2 | 90 | Elastomer | 3 | 2.5 | Multicore | Tinned copper | Flex | 400 | FLEXIBLE MULTI CORE CABLES
233 | MLG2 Multi | ML03/4.0BKG2 | 90 | Elastomer | 3 | 4 | Multicore | Tinned copper | Flex | 400 | FLEXIBLE MULTI CORE CABLES
234 | MLG2 Multi | ML03/6.0BKG2 | 90 | Elastomer | 3 | 6 | Multicore | Tinned copper | Flex | 400 | FLEXIBLE MULTI CORE CABLES
235 | MLG2 Multi | ML03/10.0BKG2 | 90 | Elastomer | 3 | 10 | Multicore | Tinned copper | Flex | 400 | FLEXIBLE MULTI CORE CABLES
236 | MLG2 Multi | ML03/16.0BKG2 | 90 | Elastomer | 3 | 16 | Multicore | Tinned copper | Flex | 400 | FLEXIBLE MULTI CORE CABLES
237 | MLG2 Multi | ML04/1.5BKG2 | 90 | Elastomer | 4 | 1.5 | Multicore | Tinned copper | Flex | 400 | FLEXIBLE MULTI CORE CABLES
238 | MLG2 Multi | ML04/2.5BKG2 | 90 | Elastomer | 4 | 2.5 | Multicore | Tinned copper | Flex | 400 | FLEXIBLE MULTI CORE CABLES
239 | MLG2 Multi | ML04/4.0BKG2 | 90 | Elastomer | 4 | 4 | Multicore | Tinned copper | Flex | 400 | FLEXIBLE MULTI CORE CABLES
240 | MLG2 Multi | ML04/6.0BKG2 | 90 | Elastomer | 4 | 6 | Multicore | Tinned copper | Flex | 400 | FLEXIBLE MULTI CORE CABLES
241 | MLG2 Multi | ML04/10.0BKG2 | 90 | Elastomer | 4 | 10 | Multicore | Tinned copper | Flex | 400 | FLEXIBLE MULTI CORE CABLES
242 | MLG2 Multi | ML04/16.0BKG2 | 90 | Elastomer | 4 | 16 | Multicore | Tinned copper | Flex | 400 | FLEXIBLE MULTI CORE CABLES
243 | MLG2 Multi | ML04/25.0BKG2 | 90 | Elastomer | 4 | 25 | Multicore | Tinned copper | Flex | 400 | FLEXIBLE MULTI CORE CABLES
244 | MLG2 Multi | ML04/35.0BKG2 | 90 | Elastomer | 4 | 35 | Multicore | Tinned copper | Flex | 400 | FLEXIBLE MULTI CORE CABLES
245 | MLG2 Multi | ML04/50.0BKG2 | 90 | Elastomer | 4 | 50 | Multicore | Tinned copper | Flex | 400 | FLEXIBLE MULTI CORE CABLES
246 | MLG2 Multi | ML05/1.5BKG2 | 90 | Elastomer | 5 | 1.5 | Multicore | Tinned copper | Flex | 400 | FLEXIBLE MULTI CORE CABLES
247 | MLG2 Multi | ML05/2.5BKG2 | 90 | Elastomer | 5 | 2.5 | Multicore | Tinned copper | Flex | 400 | FLEXIBLE MULTI CORE CABLES
248 | MLG2 Multi | ML05/4.0BKG2 | 90 | Elastomer | 5 | 4 | Multicore | Tinned copper | Flex | 400 | FLEXIBLE MULTI CORE CABLES
249 | MLG2 Multi | ML05/6.0BKG2 | 90 | Elastomer | 5 | 6 | Multicore | Tinned copper | Flex | 400 | FLEXIBLE MULTI CORE CABLES
250 | MLG2 Multi | ML05/10.0BKG2 | 90 | Elastomer | 5 | 10 | Multicore | Tinned copper | Flex | 400 | FLEXIBLE MULTI CORE CABLES
251 | MLG2 Multi | ML05/16.0BKG2 | 90 | Elastomer | 5 | 16 | Multicore | Tinned copper | Flex | 400 | FLEXIBLE MULTI CORE CABLES
252 | MLG2 Multi | ML05/25.0BKG2 | 90 | Elastomer | 5 | 25 | Multicore | Tinned copper | Flex | 400 | FLEXIBLE MULTI CORE CABLES
253 | MLG2 Multi | ML05/35.0BKG2 | 90 | Elastomer | 5 | 35 | Multicore | Tinned copper | Flex | 400 | FLEXIBLE MULTI CORE CABLES
254 | MLG2 Multi | ML05/50.0BKG2 | 90 | Elastomer | 5 | 50 | Multicore | Tinned copper | Flex | 400 | FLEXIBLE MULTI CORE CABLES
255 | MLG2 Multi | ML07/1.5BKG2 | 90 | Elastomer | 7 | 1.5 | Multicore | Tinned copper | Flex | 400 | FLEXIBLE MULTI CORE CABLES
256 | MLG2 Multi | ML07/2.5BKG2 | 90 | Elastomer | 7 | 2.5 | Multicore | Tinned copper | Flex | 400 | FLEXIBLE MULTI CORE CABLES
257 | MLG2 Multi | ML12/1.5BKG2 | 90 | Elastomer | 12 | 1.5 | Multicore | Tinned copper | Flex | 400 | FLEXIBLE MULTI CORE CABLES
258 | MLG2 Multi | ML12/2.5BKG2 | 90 | Elastomer | 12 | 2.5 | Multicore | Tinned copper | Flex | 400 | FLEXIBLE MULTI CORE CABLES
259 | MLG2 Multi | ML19/1.5BKG2 | 90 | Elastomer | 19 | 1.5 | Multicore | Tinned copper | Flex | 400 | FLEXIBLE MULTI CORE CABLES
260 | MLG2 Multi | MLCON03/1.0BKG2 | 90 | Elastomer | 3 | 1 | Multicore | Tinned copper | Flex | 400 | FLEXIBLE MULTI CORE CABLES
261 | MLG2 Multi | MLCON04/1.0BKG2 | 90 | Elastomer | 4 | 1 | Multicore | Tinned copper | Flex | 400 | FLEXIBLE MULTI CORE CABLES
262 | MLG2 Multi | MLCON05/1.0BKG2 | 90 | Elastomer | 5 | 1 | Multicore | Tinned copper | Flex | 400 | FLEXIBLE MULTI CORE CABLES
263 | MLG2 Multi | MLCON07/1.0BKG2 | 90 | Elastomer | 7 | 1 | Multicore | Tinned copper | Flex | 400 | FLEXIBLE MULTI CORE CABLES
264 | MLG2 Multi | MLCON12/1.0BKG2 | 90 | Elastomer | 12 | 1 | Multicore | Tinned copper | Flex | 400 | FLEXIBLE MULTI CORE CABLES
265 | MLG2 Multi | MLCON19/1.0BKG2 | 90 | Elastomer | 19 | 1 | Multicore | Tinned copper | Flex | 400 | FLEXIBLE MULTI CORE CABLES
266 | MCX SWA | MCX03/10SWA | 90 | XLPE | 3 | 10 | Multicore | Plain copper | Solid | 400 | MAXCAB CONSTRUCTION CABLES & BUILDING WIRE
267 | MCX SWA | MCX03/16SWA | 90 | XLPE | 3 | 16 | Multicore | Plain copper | Solid | 400 | MAXCAB CONSTRUCTION CABLES & BUILDING WIRE
268 | MCX SWA | MCX03/25SWA | 90 | XLPE | 3 | 25 | Multicore | Plain copper | Solid | 400 | MAXCAB CONSTRUCTION CABLES & BUILDING WIRE
269 | MCX SWA | MCX04/10SWA | 90 | XLPE | 4 | 10 | Multicore | Plain copper | Solid | 400 | MAXCAB CONSTRUCTION CABLES & BUILDING WIRE
270 | MCX SWA | MCX04/16SWA | 90 | XLPE | 4 | 16 | Multicore | Plain copper | Solid | 400 | MAXCAB CONSTRUCTION CABLES & BUILDING WIRE
271 | MCX SWA | MCX04/25SWA | 90 | XLPE | 4 | 25 | Multicore | Plain copper | Solid | 400 | MAXCAB CONSTRUCTION CABLES & BUILDING WIRE
272 | MCX SWA | MCX04/35SWA | 90 | XLPE | 4 | 35 | Multicore | Plain copper | Solid | 400 | MAXCAB CONSTRUCTION CABLES & BUILDING WIRE
273 | MCX SWA | MCX04/50SWA | 90 | XLPE | 4 | 50 | Multicore | Plain copper | Solid | 400 | MAXCAB CONSTRUCTION CABLES & BUILDING WIRE
274 | MCX SWA | MCX04/70SWA | 90 | XLPE | 4 | 70 | Multicore | Plain copper | Solid | 400 | MAXCAB CONSTRUCTION CABLES & BUILDING WIRE
275 | MCX SWA | MCX04/95SWA | 90 | XLPE | 4 | 95 | Multicore | Plain copper | Solid | 400 | MAXCAB CONSTRUCTION CABLES & BUILDING WIRE
276 | MCX SWA | MCX05/10SWA | 90 | XLPE | 5 | 10 | Multicore | Plain copper | Solid | 400 | MAXCAB CONSTRUCTION CABLES & BUILDING WIRE
277 | MCX SWA | MCX05/16SWA | 90 | XLPE | 5 | 16 | Multicore | Plain copper | Solid | 400 | MAXCAB CONSTRUCTION CABLES & BUILDING WIRE
278 | MCX SWA | MCX05/25SWA | 90 | XLPE | 5 | 25 | Multicore | Plain copper | Solid | 400 | MAXCAB CONSTRUCTION CABLES & BUILDING WIRE
279 | MCX SWA | MCX05/35SWA | 90 | XLPE | 5 | 35 | Multicore | Plain copper | Solid | 400 | MAXCAB CONSTRUCTION CABLES & BUILDING WIRE
280 | MCX SWA | MCX05/50SWA | 90 | XLPE | 5 | 50 | Multicore | Plain copper | Solid | 400 | MAXCAB CONSTRUCTION CABLES & BUILDING WIRE
281 | MCX SWA | MCX05/70SWA | 90 | XLPE | 5 | 70 | Multicore | Plain copper | Solid | 400 | MAXCAB CONSTRUCTION CABLES & BUILDING WIRE
282 | MCX SWA | MCX05/95SWA | 90 | XLPE | 5 | 95 | Multicore | Plain copper | Solid | 400 | MAXCAB CONSTRUCTION CABLES & BUILDING WIRE
283 | MLG2 Single | ML1/10G2 | 90 | Elastomer | 1 | 10 | SingleCore | Tinned copper | Flex | 400 | FLEXIBLE SINGLE CORE CABLES
284 | MLG2 Single | ML1/16G2 | 90 | Elastomer | 1 | 16 | SingleCore | Tinned copper | Flex | 400 | FLEXIBLE SINGLE CORE CABLES
285 | MLG2 Single | ML1/25G2 | 90 | Elastomer | 1 | 25 | SingleCore | Tinned copper | Flex | 400 | FLEXIBLE SINGLE CORE CABLES
286 | MLG2 Single | ML1/35G2 | 90 | Elastomer | 1 | 35 | SingleCore | Tinned copper | Flex | 400 | FLEXIBLE SINGLE CORE CABLES
287 | MLG2 Single | ML1/50G2 | 90 | Elastomer | 1 | 50 | SingleCore | Tinned copper | Flex | 400 | FLEXIBLE SINGLE CORE CABLES
288 | MLG2 Single | ML1/70G2 | 90 | Elastomer | 1 | 70 | SingleCore | Tinned copper | Flex | 400 | FLEXIBLE SINGLE CORE CABLES
289 | MLG2 Single | ML1/95G2 | 90 | Elastomer | 1 | 95 | SingleCore | Tinned copper | Flex | 400 | FLEXIBLE SINGLE CORE CABLES
290 | MLG2 Single | ML1/120G2 | 90 | Elastomer | 1 | 120 | SingleCore | Tinned copper | Flex | 400 | FLEXIBLE SINGLE CORE CABLES
291 | NST TRAYSCREEN | NST2/2.5 | 90 | PVC | 2 | 2.5 | Multicore | Plain copper | Solid | 400 | MAXCAB CONSTRUCTION CABLES & BUILDING WIRE
292 | NST TRAYSCREEN | NST2/4.0 | 90 | PVC | 2 | 4 | Multicore | Plain copper | Solid | 400 | MAXCAB CONSTRUCTION CABLES & BUILDING WIRE
293 | NST TRAYSCREEN | NST2/6.0 | 90 | PVC | 2 | 6 | Multicore | Plain copper | Solid | 400 | MAXCAB CONSTRUCTION CABLES & BUILDING WIRE
294 | NST TRAYSCREEN | NST3/2.5 | 90 | PVC | 3 | 2.5 | Multicore | Plain copper | Solid | 400 | MAXCAB CONSTRUCTION CABLES & BUILDING WIRE
295 | NST TRAYSCREEN | NST3/4.0 | 90 | PVC | 3 | 4 | Multicore | Plain copper | Solid | 400 | MAXCAB CONSTRUCTION CABLES & BUILDING WIRE
296 | NST TRAYSCREEN | NST3/6.0 | 90 | PVC | 3 | 6 | Multicore | Plain copper | Solid | 400 | MAXCAB CONSTRUCTION CABLES & BUILDING WIRE
297 | NST TRAYSCREEN | NST4/2.5 | 90 | PVC | 4 | 2.5 | Multicore | Plain copper | Solid | 400 | MAXCAB CONSTRUCTION CABLES & BUILDING WIRE
298 | NST TRAYSCREEN | NST4/4.0 | 90 | PVC | 4 | 4 | Multicore | Plain copper | Solid | 400 | MAXCAB CONSTRUCTION CABLES & BUILDING WIRE
299 | NST TRAYSCREEN | NST4/6.0 | 90 | PVC | 4 | 6 | Multicore | Plain copper | Solid | 400 | MAXCAB CONSTRUCTION CABLES & BUILDING WIRE
300 | NSU | NSU1/6.0 | 90 | PVC | 1 | 6 | SingleCore | Plain copper | Solid | 400 | MAXCAB CONSTRUCTION CABLES & BUILDING WIRE
301 | NSU | NSU1/10 | 90 | PVC | 1 | 10 | SingleCore | Plain copper | Solid | 400 | MAXCAB CONSTRUCTION CABLES & BUILDING WIRE
302 | NSU | NSU1/16 | 90 | PVC | 1 | 16 | SingleCore | Plain copper | Solid | 400 | MAXCAB CONSTRUCTION CABLES & BUILDING WIRE
303 | NSU | NSU1/25 | 90 | PVC | 1 | 25 | SingleCore | Plain copper | Solid | 400 | MAXCAB CONSTRUCTION CABLES & BUILDING WIRE
304 | NSU | NSU2/2.5 | 90 | PVC | 2 | 2.5 | Multicore | Plain copper | Solid | 400 | MAXCAB CONSTRUCTION CABLES & BUILDING WIRE
305 | NSU | NSU2/4.0 | 90 | PVC | 2 | 4 | Multicore | Plain copper | Solid | 400 | MAXCAB CONSTRUCTION CABLES & BUILDING WIRE
306 | NSU | NSU2/6.0 | 90 | PVC | 2 | 6 | Multicore | Plain copper | Solid | 400 | MAXCAB CONSTRUCTION CABLES & BUILDING WIRE
307 | NSU | NSU2/10 | 90 | PVC | 2 | 10 | Multicore | Plain copper | Solid | 400 | MAXCAB CONSTRUCTION CABLES & BUILDING WIRE
308 | NSU | NSU2/16 | 90 | PVC | 2 | 16 | Multicore | Plain copper | Solid | 400 | MAXCAB CONSTRUCTION CABLES & BUILDING WIRE
309 | NSU | NSU3/2.5 | 90 | PVC | 3 | 2.5 | Multicore | Plain copper | Solid | 400 | MAXCAB CONSTRUCTION CABLES & BUILDING WIRE
310 | NSU | NSU3/4.0 | 90 | PVC | 3 | 4 | Multicore | Plain copper | Solid | 400 | MAXCAB CONSTRUCTION CABLES & BUILDING WIRE
311 | NSU | NSU3/6.0 | 90 | PVC | 3 | 6 | Multicore | Plain copper | Solid | 400 | MAXCAB CONSTRUCTION CABLES & BUILDING WIRE
312 | NSU | NSU3/10 | 90 | PVC | 3 | 10 | Multicore | Plain copper | Solid | 400 | MAXCAB CONSTRUCTION CABLES & BUILDING WIRE
313 | NSU | NSU3/16 | 90 | PVC | 3 | 16 | Multicore | Plain copper | Solid | 400 | MAXCAB CONSTRUCTION CABLES & BUILDING WIRE
314 | NSU | NSU4/2.5 | 90 | PVC | 4 | 2.5 | Multicore | Plain copper | Solid | 400 | MAXCAB CONSTRUCTION CABLES & BUILDING WIRE
315 | NSU | NSU4/4.0 | 90 | PVC | 4 | 4 | Multicore | Plain copper | Solid | 400 | MAXCAB CONSTRUCTION CABLES & BUILDING WIRE
316 | NSU | NSU4/6.0 | 90 | PVC | 4 | 6 | Multicore | Plain copper | Solid | 400 | MAXCAB CONSTRUCTION CABLES & BUILDING WIRE
317 | NSU | NSU4/10 | 90 | PVC | 4 | 10 | Multicore | Plain copper | Solid | 400 | MAXCAB CONSTRUCTION CABLES & BUILDING WIRE
318 | NSU | NSU4/16 | 90 | PVC | 4 | 16 | Multicore | Plain copper | Solid | 400 | MAXCAB CONSTRUCTION CABLES & BUILDING WIRE
319 | NSUX | NSUX1/16 | 90 | XLPE | 1 | 16 | SingleCore | Plain copper | Solid | 400 | MAXCAB CONSTRUCTION CABLES & BUILDING WIRE
320 | NSUX | NSUX1/25 | 90 | XLPE | 1 | 25 | SingleCore | Plain copper | Solid | 400 | MAXCAB CONSTRUCTION CABLES & BUILDING WIRE
321 | NSUX | NSUX1/35 | 90 | XLPE | 1 | 35 | SingleCore | Plain copper | Solid | 400 | MAXCAB CONSTRUCTION CABLES & BUILDING WIRE
322 | NSUX | NSUX1/50 | 90 | XLPE | 1 | 50 | SingleCore | Plain copper | Solid | 400 | MAXCAB CONSTRUCTION CABLES & BUILDING WIRE
323 | NSUX | NSUX1/70 | 90 | XLPE | 1 | 70 | SingleCore | Plain copper | Solid | 400 | MAXCAB CONSTRUCTION CABLES & BUILDING WIRE
324 | NSUX | NSUX1/95 | 90 | XLPE | 1 | 95 | SingleCore | Plain copper | Solid | 400 | MAXCAB CONSTRUCTION CABLES & BUILDING WIRE
325 | NSUX | NSUX2/25 | 90 | XLPE | 2 | 25 | Multicore | Plain copper | Solid | 400 | MAXCAB CONSTRUCTION CABLES & BUILDING WIRE
326 | NSUX | NSUX2/35 | 90 | XLPE | 2 | 35 | Multicore | Plain copper | Solid | 400 | MAXCAB CONSTRUCTION CABLES & BUILDING WIRE
327 | NSUX | NSUX3/25 | 90 | XLPE | 3 | 25 | Multicore | Plain copper | Solid | 400 | MAXCAB CONSTRUCTION CABLES & BUILDING WIRE
328 | NSUX | NSUX3/35 | 90 | XLPE | 3 | 35 | Multicore | Plain copper | Solid | 400 | MAXCAB CONSTRUCTION CABLES & BUILDING WIRE
329 | NSUX | NSUX3/50 | 90 | XLPE | 3 | 50 | Multicore | Plain copper | Solid | 400 | MAXCAB CONSTRUCTION CABLES & BUILDING WIRE
330 | NSUX | NSUX3/70 | 90 | XLPE | 3 | 70 | Multicore | Plain copper | Solid | 400 | MAXCAB CONSTRUCTION CABLES & BUILDING WIRE
331 | NSUX | NSUX3/95 | 90 | XLPE | 3 | 95 | Multicore | Plain copper | Solid | 400 | MAXCAB CONSTRUCTION CABLES & BUILDING WIRE
332 | NSUX | NSUX4/25 | 90 | XLPE | 4 | 25 | Multicore | Plain copper | Solid | 400 | MAXCAB CONSTRUCTION CABLES & BUILDING WIRE
333 | NSUX | NSUX4/35 | 90 | XLPE | 4 | 35 | Multicore | Plain copper | Solid | 400 | MAXCAB CONSTRUCTION CABLES & BUILDING WIRE
334 | NSUX | NSUX4/50 | 90 | XLPE | 4 | 50 | Multicore | Plain copper | Solid | 400 | MAXCAB CONSTRUCTION CABLES & BUILDING WIRE
335 | NSUX | NSUX4/70 | 90 | XLPE | 4 | 70 | Multicore | Plain copper | Solid | 400 | MAXCAB CONSTRUCTION CABLES & BUILDING WIRE
336 | NSUX | NSUX4/95 | 90 | XLPE | 4 | 95 | Multicore | Plain copper | Solid | 400 | MAXCAB CONSTRUCTION CABLES & BUILDING WIRE
337 | VIN | VIN016 | 75 | PVC | 1 | 16 | SingleCore | Plain copper | Solid | 400 | MAXCAB CONSTRUCTION CABLES & BUILDING WIRE
338 | VIN | VIN025 | 75 | PVC | 1 | 25 | SingleCore | Plain copper | Solid | 400 | MAXCAB CONSTRUCTION CABLES & BUILDING WIRE
339 | VIN | VIN035 | 75 | PVC | 1 | 35 | SingleCore | Plain copper | Solid | 400 | MAXCAB CONSTRUCTION CABLES & BUILDING WIRE
340 | VIN | VIN070 | 75 | PVC | 1 | 70 | SingleCore | Plain copper | Solid | 400 | MAXCAB CONSTRUCTION CABLES & BUILDING WIRE
341 | ON | ON2/1.5 | 90 | XLPE | 2 | 1.5 | Multicore | Plain copper | Flex | 230 | FLEXIBLE MULTI CORE CABLES
342 | ON | ON2/2.5 | 90 | XLPE | 2 | 2.5 | Multicore | Plain copper | Flex | 230 | FLEXIBLE MULTI CORE CABLES
343 | ON | ON3/1.5 | 90 | XLPE | 3 | 1.5 | Multicore | Plain copper | Flex | 230 | FLEXIBLE MULTI CORE CABLES
344 | ON | ON3/2.5 | 90 | XLPE | 3 | 2.5 | Multicore | Plain copper | Flex | 230 | FLEXIBLE MULTI CORE CABLES
345 | ON | ON3/4.0 | 90 | XLPE | 3 | 4 | Multicore | Plain copper | Flex | 230 | FLEXIBLE MULTI CORE CABLES
346 | ON | ON3/6.0 | 90 | XLPE | 3 | 6 | Multicore | Plain copper | Flex | 230 | FLEXIBLE MULTI CORE CABLES
347 | ON | ON4/1.5 | 90 | XLPE | 4 | 1.5 | Multicore | Plain copper | Flex | 230 | FLEXIBLE MULTI CORE CABLES
348 | ON | ON4/2.5 | 90 | XLPE | 4 | 2.5 | Multicore | Plain copper | Flex | 230 | FLEXIBLE MULTI CORE CABLES
349 | ON | ON4/4.0 | 90 | XLPE | 4 | 4 | Multicore | Plain copper | Flex | 230 | FLEXIBLE MULTI CORE CABLES
350 | ON | ON4/6.0 | 90 | XLPE | 4 | 6 | Multicore | Plain copper | Flex | 230 | FLEXIBLE MULTI CORE CABLES
351 | ON | ON4/10 | 90 | XLPE | 4 | 10 | Multicore | Plain copper | Flex | 230 | FLEXIBLE MULTI CORE CABLES
352 | ON | ON4/16 | 90 | XLPE | 4 | 16 | Multicore | Plain copper | Flex | 230 | FLEXIBLE MULTI CORE CABLES
353 | ON | ON5/1.5 | 90 | XLPE | 5 | 1.5 | Multicore | Plain copper | Flex | 230 | FLEXIBLE MULTI CORE CABLES
354 | ON | ON5/2.5 | 90 | XLPE | 5 | 2.5 | Multicore | Plain copper | Flex | 230 | FLEXIBLE MULTI CORE CABLES
355 | ON | ON5/4.0 | 90 | XLPE | 5 | 4 | Multicore | Plain copper | Flex | 230 | FLEXIBLE MULTI CORE CABLES
356 | ON | ON5/6.0 | 90 | XLPE | 5 | 6 | Multicore | Plain copper | Flex | 230 | FLEXIBLE MULTI CORE CABLES
357 | ON | ON5/10 | 90 | XLPE | 5 | 10 | Multicore | Plain copper | Flex | 230 | FLEXIBLE MULTI CORE CABLES
358 | ON | ON5/16 | 90 | XLPE | 5 | 16 | Multicore | Plain copper | Flex | 230 | FLEXIBLE MULTI CORE CABLES
New addition to system
Can be removed from system

## Updated july 24
| Series | Code | Temperature | Insulation | NumCores | Core Size | Cores | Conductor | Solid/Flex | Max Voltage | Use
1 | MC | MC03/1.5 | 75 | PVC | 3 | 1.5 | Multicore | Plain copper | Solid | 400 | MAXCAB CONSTRUCTION CABLES & BUILDING WIRE
2 | MC | MC03/2.5 | 75 | PVC | 3 | 2.5 | Multicore | Plain copper | Solid | 400 | MAXCAB CONSTRUCTION CABLES & BUILDING WIRE
3 | MC | MC03/4.0 | 75 | PVC | 3 | 4 | Multicore | Plain copper | Solid | 400 | MAXCAB CONSTRUCTION CABLES & BUILDING WIRE
4 | MC | MC03/6.0 | 75 | PVC | 3 | 6 | Multicore | Plain copper | Solid | 400 | MAXCAB CONSTRUCTION CABLES & BUILDING WIRE
5 | MC | MC04/1.5 | 75 | PVC | 4 | 1.5 | Multicore | Plain copper | Solid | 400 | MAXCAB CONSTRUCTION CABLES & BUILDING WIRE
6 | MC | MC04/2.5 | 75 | PVC | 4 | 2.5 | Multicore | Plain copper | Solid | 400 | MAXCAB CONSTRUCTION CABLES & BUILDING WIRE
7 | MC | MC04/4.0 | 75 | PVC | 4 | 4 | Multicore | Plain copper | Solid | 400 | MAXCAB CONSTRUCTION CABLES & BUILDING WIRE
8 | MC | MC04/6.0 | 75 | PVC | 4 | 6 | Multicore | Plain copper | Solid | 400 | MAXCAB CONSTRUCTION CABLES & BUILDING WIRE
9 | MC | MC05/1.5 | 75 | PVC | 5 | 1.5 | Multicore | Plain copper | Solid | 400 | MAXCAB CONSTRUCTION CABLES & BUILDING WIRE
10 | MC | MC05/2.5 | 75 | PVC | 5 | 2.5 | Multicore | Plain copper | Solid | 400 | MAXCAB CONSTRUCTION CABLES & BUILDING WIRE
11 | MC | MC05/4.0 | 75 | PVC | 5 | 4 | Multicore | Plain copper | Solid | 400 | MAXCAB CONSTRUCTION CABLES & BUILDING WIRE
12 | MC | MC05/6.0 | 75 | PVC | 5 | 6 | Multicore | Plain copper | Solid | 400 | MAXCAB CONSTRUCTION CABLES & BUILDING WIRE
13 | MC | MC07/1.5 | 90 | PVC | 7 | 1.5 | Multicore | Plain copper | Solid | 400 | MAXCAB CONSTRUCTION CABLES & BUILDING WIRE
14 | MC | MC12/1.5 | 90 | PVC | 12 | 1.5 | Multicore | Plain copper | Solid | 400 | MAXCAB CONSTRUCTION CABLES & BUILDING WIRE
15 | MC | MC19/1.5 | 90 | PVC | 19 | 1.5 | Multicore | Plain copper | Solid | 400 | MAXCAB CONSTRUCTION CABLES & BUILDING WIRE
16 | MC | MC27/1.5 | 90 | PVC | 27 | 1.5 | Multicore | Plain copper | Solid | 400 | MAXCAB CONSTRUCTION CABLES & BUILDING WIRE
17 | MC | MC37/1.5 | 90 | PVC | 37 | 1.5 | Multicore | Plain copper | Solid | 400 | MAXCAB CONSTRUCTION CABLES & BUILDING WIRE
18 | MC | MC07/2.5 | 90 | PVC | 7 | 2.5 | Multicore | Plain copper | Solid | 400 | MAXCAB CONSTRUCTION CABLES & BUILDING WIRE
19 | MC | MC12/2.5 | 90 | PVC | 12 | 2.5 | Multicore | Plain copper | Solid | 400 | MAXCAB CONSTRUCTION CABLES & BUILDING WIRE
20 | MC | MC19/2.5 | 90 | PVC | 19 | 2.5 | Multicore | Plain copper | Solid | 400 | MAXCAB CONSTRUCTION CABLES & BUILDING WIRE
21 | MC | MC27/2.5 | 90 | PVC | 27 | 2.5 | Multicore | Plain copper | Solid | 400 | MAXCAB CONSTRUCTION CABLES & BUILDING WIRE
22 | MC | MC37/2.5 | 90 | PVC | 37 | 2.5 | Multicore | Plain copper | Solid | 400 | MAXCAB CONSTRUCTION CABLES & BUILDING WIRE
23 | FDXCY | FDXCY4/1.5 | 90 | XLPE | 4 | 1.5 | VSD | Plain copper | Flex | 400 | VSD
24 | FDXCY | FDXCY4/2.5 | 90 | XLPE | 4 | 2.5 | VSD | Plain copper | Flex | 400 | VSD
25 | FDXCY | FDXCY4/4.0 | 90 | XLPE | 4 | 4 | VSD | Plain copper | Flex | 400 | VSD
26 | FDXCY | FDXCY4/6.0 | 90 | XLPE | 4 | 6 | VSD | Plain copper | Flex | 400 | VSD
27 | FDXCY | FDXCY4/10 | 90 | XLPE | 4 | 10 | VSD | Plain copper | Flex | 400 | VSD
28 | FDXCY | FDXCY4/16 | 90 | XLPE | 4 | 16 | VSD | Plain copper | Flex | 400 | VSD
29 | FDXCY | FDXCY4/25 | 90 | XLPE | 4 | 25 | VSD | Plain copper | Flex | 400 | VSD
30 | FDXCY | FDXCY4/35 | 90 | XLPE | 4 | 35 | VSD | Plain copper | Flex | 400 | VSD
31 | FDXCY | FDXCY4/50 | 90 | XLPE | 4 | 50 | VSD | Plain copper | Flex | 400 | VSD
32 | FDXCY | FDXCY4/70 | 90 | XLPE | 4 | 70 | VSD | Plain copper | Flex | 400 | VSD
33 | FDXCY | FDXCY4/95 | 90 | XLPE | 4 | 95 | VSD | Plain copper | Flex | 400 | VSD
34 | FDXCY | FDXCY4/120 | 90 | XLPE | 4 | 120 | VSD | Plain copper | Flex | 400 | VSD
35 | FDXCY | FDXCY4/185 | 90 | XLPE | 4 | 185 | VSD | Plain copper | Flex | 400 | VSD
36 | KSXCY | KSXCY4/1.5 | 90 | XLPE | 4 | 1.5 | VSD | Plain copper | Flex | 400 | VSD
37 | KSXCY | KSXCY4/2.5 | 90 | XLPE | 4 | 2.5 | VSD | Plain copper | Flex | 400 | VSD
38 | KSXCY | KSXCY4/4.0 | 90 | XLPE | 4 | 4 | VSD | Plain copper | Flex | 400 | VSD
39 | KSXCY | KSXCY4/6.0 | 90 | XLPE | 4 | 6 | VSD | Plain copper | Flex | 400 | VSD
40 | KSXCY | KSXCY4/10 | 90 | XLPE | 4 | 10 | VSD | Plain copper | Flex | 400 | VSD
41 | KSXCY | KSXCY4/16 | 90 | XLPE | 4 | 16 | VSD | Plain copper | Flex | 400 | VSD
42 | KSXCY | KSXCY4/25 | 90 | XLPE | 4 | 25 | VSD | Plain copper | Flex | 400 | VSD
43 | KSXCY | KSXCY4/35 | 90 | XLPE | 4 | 35 | VSD | Plain copper | Flex | 400 | VSD
44 | KSXCY | KSXCY4/50 | 90 | XLPE | 4 | 50 | VSD | Plain copper | Flex | 400 | VSD
45 | KSXCY | KSXCY4/70 | 90 | XLPE | 4 | 70 | VSD | Plain copper | Flex | 400 | VSD
46 | KSXCY | KSXCY4/95 | 90 | XLPE | 4 | 95 | VSD | Plain copper | Flex | 400 | VSD
47 | KSXCY | KSXCY4/120 | 90 | XLPE | 4 | 120 | VSD | Plain copper | Flex | 400 | VSD
48 | KSXCY | KSXCY4/150 | 90 | XLPE | 4 | 150 | VSD | Plain copper | Flex | 400 | VSD
49 | KSXCY | KSXCY4/185 | 90 | XLPE | 4 | 185 | VSD | Plain copper | Flex | 400 | VSD
50 | KSXCY | KSXCY4/240 | 90 | XLPE | 4 | 240 | VSD | Plain copper | Flex | 400 | VSD
51 | MDXCYBK | MDXCY3/1.5BK | 90 | XLPE | 3 | 1.5 | VSD | Tinned copper | Flex | 400 | VSD
52 | MDXCYBK | MDXCY3/2.5BK | 90 | XLPE | 3 | 2.5 | VSD | Tinned copper | Flex | 400 | VSD
53 | MDXCYBK | MDXCY4/1.5BK | 90 | XLPE | 4 | 1.5 | VSD | Tinned copper | Flex | 400 | VSD
54 | MDXCYBK | MDXCY4/2.5BK | 90 | XLPE | 4 | 2.5 | VSD | Tinned copper | Flex | 400 | VSD
55 | MDXCYBK | MDXCY4/4.0BK | 90 | XLPE | 4 | 4 | VSD | Tinned copper | Flex | 400 | VSD
56 | MDXCYBK | MDXCY4/6.0BK | 90 | XLPE | 4 | 6 | VSD | Tinned copper | Flex | 400 | VSD
57 | MDXCYBK | MDXCY4/10BK | 90 | XLPE | 4 | 10 | VSD | Tinned copper | Flex | 400 | VSD
58 | MDXCYBK | MDXCY4/16BK | 90 | XLPE | 4 | 16 | VSD | Tinned copper | Flex | 400 | VSD
59 | MDXCY-CL | MDXCY4/1.5CL | 90 | XLPE | 4 | 1.5 | VSD | Tinned copper | Flex | 400 | VSD
60 | MDXCY-CL | MDXCY4/2.5CL | 90 | XLPE | 4 | 2.5 | VSD | Tinned copper | Flex | 400 | VSD
61 | MDXCY-CL | MDXCY4.4.0CL | 90 | XLPE | 4 | 4 | VSD | Tinned copper | Flex | 400 | VSD
62 | MDXCY-CL | MDXCY4/6.0CL | 90 | XLPE | 4 | 6 | VSD | Tinned copper | Flex | 400 | VSD
63 | MCH SWA | MCH02/1.5SWA | 90 | PVC | 2 | 1.5 | Multicore | Plain copper | Solid | 400 | MAXCAB CONSTRUCTION CABLES & BUILDING WIRE
64 | MCH SWA | MCH02/2.5SWA | 90 | PVC | 2 | 2.5 | Multicore | Plain copper | Solid | 400 | MAXCAB CONSTRUCTION CABLES & BUILDING WIRE
65 | MCH SWA | MCH03/1.5SWA | 90 | PVC | 3 | 1.5 | Multicore | Plain copper | Solid | 400 | MAXCAB CONSTRUCTION CABLES & BUILDING WIRE
66 | MCH SWA | MCH03/2.5SWA | 90 | PVC | 3 | 2.5 | Multicore | Plain copper | Solid | 400 | MAXCAB CONSTRUCTION CABLES & BUILDING WIRE
67 | MCH SWA | MCH04/1.5SWA | 90 | PVC | 4 | 1.5 | Multicore | Plain copper | Solid | 400 | MAXCAB CONSTRUCTION CABLES & BUILDING WIRE
68 | MCH SWA | MCH04/2.5SWA | 90 | PVC | 4 | 2.5 | Multicore | Plain copper | Solid | 400 | MAXCAB CONSTRUCTION CABLES & BUILDING WIRE
69 | MCH SWA | MCH07/1.5SWA | 90 | PVC | 7 | 1.5 | Multicore | Plain copper | Solid | 400 | MAXCAB CONSTRUCTION CABLES & BUILDING WIRE
70 | MCH SWA | MCH07/2.5SWA | 90 | PVC | 7 | 2.5 | Multicore | Plain copper | Solid | 400 | MAXCAB CONSTRUCTION CABLES & BUILDING WIRE
71 | MCH SWA | MCH12/1.5SWA | 90 | PVC | 12 | 1.5 | Multicore | Plain copper | Solid | 400 | MAXCAB CONSTRUCTION CABLES & BUILDING WIRE
72 | MCH SWA | MCH12/2.5SWA | 90 | PVC | 12 | 2.5 | Multicore | Plain copper | Solid | 400 | MAXCAB CONSTRUCTION CABLES & BUILDING WIRE
73 | MCH SWA | MCH19/1.5SWA | 90 | PVC | 19 | 1.5 | Multicore | Plain copper | Solid | 400 | MAXCAB CONSTRUCTION CABLES & BUILDING WIRE
74 | MCH SWA | MCH19/2.5SWA | 90 | PVC | 19 | 2.5 | Multicore | Plain copper | Solid | 400 | MAXCAB CONSTRUCTION CABLES & BUILDING WIRE
75 | MCH SWA | MCH27/1.5SWA | 90 | PVC | 27 | 1.5 | Multicore | Plain copper | Solid | 400 | MAXCAB CONSTRUCTION CABLES & BUILDING WIRE
76 | MCH SWA | MCH27/2.5SWA | 90 | PVC | 27 | 2.5 | Multicore | Plain copper | Solid | 400 | MAXCAB CONSTRUCTION CABLES & BUILDING WIRE
77 | MCH SWA | MCH37/1.5SWA | 90 | PVC | 37 | 1.5 | Multicore | Plain copper | Solid | 400 | MAXCAB CONSTRUCTION CABLES & BUILDING WIRE
78 | MCH SWA | MCH37/2.5SWA | 90 | PVC | 37 | 2.5 | Multicore | Plain copper | Solid | 400 | MAXCAB CONSTRUCTION CABLES & BUILDING WIRE
79 | MST | MST000.50 | 90 | PVC | 1 | 0.5 | SingleCore | Tinned copper | Flex | 400 | FLEXIBLE SINGLE CORE CABLES
80 | MST | MST000.75 | 90 | PVC | 1 | 0.75 | SingleCore | Tinned copper | Flex | 400 | FLEXIBLE SINGLE CORE CABLES
81 | MST | MST001.0 | 90 | PVC | 1 | 1 | SingleCore | Tinned copper | Flex | 400 | FLEXIBLE SINGLE CORE CABLES
82 | MST | MST001.5 | 90 | PVC | 1 | 1.5 | SingleCore | Tinned copper | Flex | 400 | FLEXIBLE SINGLE CORE CABLES
83 | MST | MST002.5 | 90 | PVC | 1 | 2.5 | SingleCore | Tinned copper | Flex | 400 | FLEXIBLE SINGLE CORE CABLES
84 | MST | MST004 | 90 | PVC | 1 | 4 | SingleCore | Tinned copper | Flex | 400 | FLEXIBLE SINGLE CORE CABLES
85 | MST | MST006 | 90 | PVC | 1 | 6 | SingleCore | Tinned copper | Flex | 400 | FLEXIBLE SINGLE CORE CABLES
86 | MST | MST010 | 90 | PVC | 1 | 10 | SingleCore | Tinned copper | Flex | 400 | FLEXIBLE SINGLE CORE CABLES
87 | MST | MST016 | 90 | PVC | 1 | 16 | SingleCore | Tinned copper | Flex | 400 | FLEXIBLE SINGLE CORE CABLES
88 | MST | MST025 | 90 | PVC | 1 | 25 | SingleCore | Tinned copper | Flex | 400 | FLEXIBLE SINGLE CORE CABLES
89 | BFX | BFX002.5 | 110 | XLPE | 1 | 2.5 | SingleCore | Plain copper | Flex | 400 | FLEXIBLE SINGLE CORE CABLES
90 | BFX | BFX004 | 110 | XLPE | 1 | 4 | SingleCore | Plain copper | Flex | 400 | FLEXIBLE SINGLE CORE CABLES
91 | BFX | BFX006 | 110 | XLPE | 1 | 6 | SingleCore | Plain copper | Flex | 400 | FLEXIBLE SINGLE CORE CABLES
92 | BFX | BFX010 | 110 | XLPE | 1 | 10 | SingleCore | Plain copper | Flex | 400 | FLEXIBLE SINGLE CORE CABLES
93 | BFX | BFX016 | 110 | XLPE | 1 | 16 | SingleCore | Plain copper | Flex | 400 | FLEXIBLE SINGLE CORE CABLES
94 | BFX | BFX025 | 110 | XLPE | 1 | 25 | SingleCore | Plain copper | Flex | 400 | FLEXIBLE SINGLE CORE CABLES
95 | BFX | BFX035 | 110 | XLPE | 1 | 35 | SingleCore | Plain copper | Flex | 400 | FLEXIBLE SINGLE CORE CABLES
96 | BFX | BFX050 | 110 | XLPE | 1 | 50 | SingleCore | Plain copper | Flex | 400 | FLEXIBLE SINGLE CORE CABLES
97 | BFX | BFX070 | 110 | XLPE | 1 | 70 | SingleCore | Plain copper | Flex | 400 | FLEXIBLE SINGLE CORE CABLES
98 | BFX | BFX095 | 110 | XLPE | 1 | 95 | SingleCore | Plain copper | Flex | 400 | FLEXIBLE SINGLE CORE CABLES
99 | BFX | BFX120 | 110 | XLPE | 1 | 120 | SingleCore | Plain copper | Flex | 400 | FLEXIBLE SINGLE CORE CABLES
100 | BFX | BFX150 | 110 | XLPE | 1 | 150 | SingleCore | Plain copper | Flex | 400 | FLEXIBLE SINGLE CORE CABLES
101 | BFX | BFX185 | 110 | XLPE | 1 | 185 | SingleCore | Plain copper | Flex | 400 | FLEXIBLE SINGLE CORE CABLES
102 | BFX | BFX240 | 110 | XLPE | 1 | 240 | SingleCore | Plain copper | Flex | 400 | FLEXIBLE SINGLE CORE CABLES
103 | BFX | BFX300 | 110 | XLPE | 1 | 300 | SingleCore | Plain copper | Flex | 400 | FLEXIBLE SINGLE CORE CABLES
104 | BFX | BFX400 | 110 | XLPE | 1 | 400 | SingleCore | Plain copper | Flex | 400 | FLEXIBLE SINGLE CORE CABLES
105 | BFX | BFX500 | 110 | XLPE | 1 | 500 | SingleCore | Plain copper | Flex | 400 | FLEXIBLE SINGLE CORE CABLES
106 | CFX | CFX016 | 110 | XLPE | 1 | 16 | SingleCore | Plain copper | Flex | 400 | FLEXIBLE SINGLE CORE CABLES
107 | CFX | CFX025 | 110 | XLPE | 1 | 25 | SingleCore | Plain copper | Flex | 400 | FLEXIBLE SINGLE CORE CABLES
108 | CFX | CFX035 | 110 | XLPE | 1 | 35 | SingleCore | Plain copper | Flex | 400 | FLEXIBLE SINGLE CORE CABLES
109 | CFX | CFX050 | 110 | XLPE | 1 | 50 | SingleCore | Plain copper | Flex | 400 | FLEXIBLE SINGLE CORE CABLES
110 | CFX | CFX070 | 110 | XLPE | 1 | 70 | SingleCore | Plain copper | Flex | 400 | FLEXIBLE SINGLE CORE CABLES
111 | CFX | CFX095 | 110 | XLPE | 1 | 95 | SingleCore | Plain copper | Flex | 400 | FLEXIBLE SINGLE CORE CABLES
112 | CFX | CFX120 | 110 | XLPE | 1 | 120 | SingleCore | Plain copper | Flex | 400 | FLEXIBLE SINGLE CORE CABLES
113 | CFX | CFX150 | 110 | XLPE | 1 | 150 | SingleCore | Plain copper | Flex | 400 | FLEXIBLE SINGLE CORE CABLES
114 | CFX | CFX185 | 110 | XLPE | 1 | 185 | SingleCore | Plain copper | Flex | 400 | FLEXIBLE SINGLE CORE CABLES
115 | CFX | CFX240 | 110 | XLPE | 1 | 240 | SingleCore | Plain copper | Flex | 400 | FLEXIBLE SINGLE CORE CABLES
116 | CFX | CFX300 | 110 | XLPE | 1 | 300 | SingleCore | Plain copper | Flex | 400 | FLEXIBLE SINGLE CORE CABLES
117 | CFX | CFX400 | 110 | XLPE | 1 | 400 | SingleCore | Plain copper | Flex | 400 | FLEXIBLE SINGLE CORE CABLES
118 | CFX | CFX500 | 110 | XLPE | 1 | 500 | SingleCore | Plain copper | Flex | 400 | FLEXIBLE SINGLE CORE CABLES
119 | CFX | CFX630 | 110 | XLPE | 1 | 630 | SingleCore | Plain copper | Flex | 400 | FLEXIBLE SINGLE CORE CABLES
120 | OD | OD2/1.0 | 75 | PVC | 2 | 1 | Multicore | Plain copper | Flex | 230 | FLEXIBLE MULTI CORE CABLES
121 | OD | OD3/1.0 | 75 | PVC | 3 | 1 | Multicore | Plain copper | Flex | 230 | FLEXIBLE MULTI CORE CABLES
122 | OD | OD3/1.5 | 75 | PVC | 3 | 1.5 | Multicore | Plain copper | Flex | 230 | FLEXIBLE MULTI CORE CABLES
123 | OD | OD3/2.5 | 75 | PVC | 3 | 2.5 | Multicore | Plain copper | Flex | 230 | FLEXIBLE MULTI CORE CABLES
124 | OD | OD4/1.0 | 75 | PVC | 4 | 1 | Multicore | Plain copper | Flex | 230 | FLEXIBLE MULTI CORE CABLES
125 | OD | OD4/1.5 | 75 | PVC | 4 | 1.5 | Multicore | Plain copper | Flex | 230 | FLEXIBLE MULTI CORE CABLES
126 | OD | OD4/2.5 | 75 | PVC | 4 | 2.5 | Multicore | Plain copper | Flex | 230 | FLEXIBLE MULTI CORE CABLES
127 | CW | CW001.5 | 90 | PVC | 1 | 1.5 | SingleCore | Plain copper | Solid | 400 | MAXCAB CONSTRUCTION CABLES & BUILDING WIRE
128 | CW | CW002.5 | 90 | PVC | 1 | 2.5 | SingleCore | Plain copper | Solid | 400 | MAXCAB CONSTRUCTION CABLES & BUILDING WIRE
129 | CW | CW004 | 90 | PVC | 1 | 4 | SingleCore | Plain copper | Solid | 400 | MAXCAB CONSTRUCTION CABLES & BUILDING WIRE
130 | CW | CW006 | 90 | PVC | 1 | 6 | SingleCore | Plain copper | Solid | 400 | MAXCAB CONSTRUCTION CABLES & BUILDING WIRE
131 | CW | CW010 | 90 | PVC | 1 | 10 | SingleCore | Plain copper | Solid | 400 | MAXCAB CONSTRUCTION CABLES & BUILDING WIRE
132 | CW | CW016 | 90 | PVC | 1 | 16 | SingleCore | Plain copper | Solid | 400 | MAXCAB CONSTRUCTION CABLES & BUILDING WIRE
133 | CW | CW025 | 90 | PVC | 1 | 25 | SingleCore | Plain copper | Solid | 400 | MAXCAB CONSTRUCTION CABLES & BUILDING WIRE
134 | CW | CW035 | 90 | PVC | 1 | 35 | SingleCore | Plain copper | Solid | 400 | MAXCAB CONSTRUCTION CABLES & BUILDING WIRE
135 | CW | CW050 | 90 | PVC | 1 | 50 | SingleCore | Plain copper | Solid | 400 | MAXCAB CONSTRUCTION CABLES & BUILDING WIRE
136 | CW | CW070 | 90 | PVC | 1 | 70 | SingleCore | Plain copper | Solid | 400 | MAXCAB CONSTRUCTION CABLES & BUILDING WIRE
137 | CW | CW095 | 90 | PVC | 1 | 95 | SingleCore | Plain copper | Solid | 400 | MAXCAB CONSTRUCTION CABLES & BUILDING WIRE
138 | CW | CW120 | 90 | PVC | 1 | 120 | SingleCore | Plain copper | Solid | 400 | MAXCAB CONSTRUCTION CABLES & BUILDING WIRE
139 | CW | CW150 | 90 | PVC | 1 | 150 | SingleCore | Plain copper | Solid | 400 | MAXCAB CONSTRUCTION CABLES & BUILDING WIRE
140 | MCX | MCX03/10 | 90 | XLPE | 3 | 10 | Multicore | Plain copper | Solid | 400 | MAXCAB CONSTRUCTION CABLES & BUILDING WIRE
141 | MCX | MCX03/16 | 90 | XLPE | 3 | 16 | Multicore | Plain copper | Solid | 400 | MAXCAB CONSTRUCTION CABLES & BUILDING WIRE
142 | MCX | MCX03/25 | 90 | XLPE | 3 | 25 | Multicore | Plain copper | Solid | 400 | MAXCAB CONSTRUCTION CABLES & BUILDING WIRE
143 | MCX | MCX04/10 | 90 | XLPE | 4 | 10 | Multicore | Plain copper | Solid | 400 | MAXCAB CONSTRUCTION CABLES & BUILDING WIRE
144 | MCX | MCX04/16 | 90 | XLPE | 4 | 16 | Multicore | Plain copper | Solid | 400 | MAXCAB CONSTRUCTION CABLES & BUILDING WIRE
145 | MCX | MCX04/25 | 90 | XLPE | 4 | 25 | Multicore | Plain copper | Solid | 400 | MAXCAB CONSTRUCTION CABLES & BUILDING WIRE
146 | MCX | MCX04/35 | 90 | XLPE | 4 | 35 | Multicore | Plain copper | Solid | 400 | MAXCAB CONSTRUCTION CABLES & BUILDING WIRE
147 | MCX | MCX04/50 | 90 | XLPE | 4 | 50 | Multicore | Plain copper | Solid | 400 | MAXCAB CONSTRUCTION CABLES & BUILDING WIRE
148 | MCX | MCX04/70 | 90 | XLPE | 4 | 70 | Multicore | Plain copper | Solid | 400 | MAXCAB CONSTRUCTION CABLES & BUILDING WIRE
149 | MCX | MCX04/95 | 90 | XLPE | 4 | 95 | Multicore | Plain copper | Solid | 400 | MAXCAB CONSTRUCTION CABLES & BUILDING WIRE
150 | MCX | MCX05/10 | 90 | XLPE | 5 | 10 | Multicore | Plain copper | Solid | 400 | MAXCAB CONSTRUCTION CABLES & BUILDING WIRE
151 | MCX | MCX05/16 | 90 | XLPE | 5 | 16 | Multicore | Plain copper | Solid | 400 | MAXCAB CONSTRUCTION CABLES & BUILDING WIRE
152 | MCX | MCX05/25 | 90 | XLPE | 5 | 25 | Multicore | Plain copper | Solid | 400 | MAXCAB CONSTRUCTION CABLES & BUILDING WIRE
153 | MCX | MCX05/35 | 90 | XLPE | 5 | 35 | Multicore | Plain copper | Solid | 400 | MAXCAB CONSTRUCTION CABLES & BUILDING WIRE
154 | MCX | MCX05/50 | 90 | XLPE | 5 | 50 | Multicore | Plain copper | Solid | 400 | MAXCAB CONSTRUCTION CABLES & BUILDING WIRE
155 | MCX | MCX05/70 | 90 | XLPE | 5 | 70 | Multicore | Plain copper | Solid | 400 | MAXCAB CONSTRUCTION CABLES & BUILDING WIRE
156 | MCX | MCX05/95 | 90 | XLPE | 5 | 95 | Multicore | Plain copper | Solid | 400 | MAXCAB CONSTRUCTION CABLES & BUILDING WIRE
157 | MCX | MCX05/120 | 90 | XLPE | 5 | 120 | Multicore | Plain copper | Solid | 400 | MAXCAB CONSTRUCTION CABLES & BUILDING WIRE
181 | MCP SWA | MCP03G1.5SWA | 75 | PVC | 3 | 1.5 | Multicore | Plain copper | Solid | 400 | MAXCAB CONSTRUCTION CABLES & BUILDING WIRE
182 | MCP SWA | MCP03G2.5SWA | 75 | PVC | 3 | 2.5 | Multicore | Plain copper | Solid | 400 | MAXCAB CONSTRUCTION CABLES & BUILDING WIRE
183 | MCP SWA | MCP03G4.0SWA | 75 | PVC | 3 | 4 | Multicore | Plain copper | Solid | 400 | MAXCAB CONSTRUCTION CABLES & BUILDING WIRE
184 | MCP SWA | MCP03G6.0SWA | 75 | PVC | 3 | 6 | Multicore | Plain copper | Solid | 400 | MAXCAB CONSTRUCTION CABLES & BUILDING WIRE
185 | MCP SWA | MCP04G1.5SWA | 75 | PVC | 4 | 1.5 | Multicore | Plain copper | Solid | 400 | MAXCAB CONSTRUCTION CABLES & BUILDING WIRE
186 | MCP SWA | MCP04G2.5SWA | 75 | PVC | 4 | 2.5 | Multicore | Plain copper | Solid | 400 | MAXCAB CONSTRUCTION CABLES & BUILDING WIRE
187 | MCP SWA | MCP04G4.0SWA | 75 | PVC | 4 | 4 | Multicore | Plain copper | Solid | 400 | MAXCAB CONSTRUCTION CABLES & BUILDING WIRE
188 | MCP SWA | MCP04G6.0SWA | 75 | PVC | 4 | 6 | Multicore | Plain copper | Solid | 400 | MAXCAB CONSTRUCTION CABLES & BUILDING WIRE
189 | MCP SWA | MCP05G1.5SWA | 75 | PVC | 5 | 1.5 | Multicore | Plain copper | Solid | 400 | MAXCAB CONSTRUCTION CABLES & BUILDING WIRE
190 | MCP SWA | MCP05G2.5SWA | 75 | PVC | 5 | 2.5 | Multicore | Plain copper | Solid | 400 | MAXCAB CONSTRUCTION CABLES & BUILDING WIRE
191 | MCP SWA | MCP05G4.0SWA | 75 | PVC | 5 | 4 | Multicore | Plain copper | Solid | 400 | MAXCAB CONSTRUCTION CABLES & BUILDING WIRE
192 | MCP SWA | MCP05G6.0SWA | 90 | PVC | 5 | 6 | Multicore | Plain copper | Solid | 400 | MAXCAB CONSTRUCTION CABLES & BUILDING WIRE
193 | HD | HD02/1.5 | 90 | XLPE | 2 | 1.5 | Multicore | Plain copper | Flex | 400 | FLEXIBLE MULTI CORE CABLES
194 | HD | HD02/2.5 | 90 | XLPE | 2 | 2.5 | Multicore | Plain copper | Flex | 400 | FLEXIBLE MULTI CORE CABLES
195 | HD | HD03/1.0 | 90 | XLPE | 3 | 1 | Multicore | Plain copper | Flex | 400 | FLEXIBLE MULTI CORE CABLES
196 | HD | HD03/1.5 | 90 | XLPE | 3 | 1.5 | Multicore | Plain copper | Flex | 400 | FLEXIBLE MULTI CORE CABLES
197 | HD | HD03/2.5 | 90 | XLPE | 3 | 2.5 | Multicore | Plain copper | Flex | 400 | FLEXIBLE MULTI CORE CABLES
198 | HD | HD03/4.0 | 90 | XLPE | 3 | 4 | Multicore | Plain copper | Flex | 400 | FLEXIBLE MULTI CORE CABLES
199 | HD | HD03/6.0 | 90 | XLPE | 3 | 6 | Multicore | Plain copper | Flex | 400 | FLEXIBLE MULTI CORE CABLES
200 | HD | HD04/1.5 | 90 | XLPE | 4 | 1.5 | Multicore | Plain copper | Flex | 400 | FLEXIBLE MULTI CORE CABLES
201 | HD | HD04/2.5 | 90 | XLPE | 4 | 2.5 | Multicore | Plain copper | Flex | 400 | FLEXIBLE MULTI CORE CABLES
202 | HD | HD04/4 | 90 | XLPE | 4 | 4 | Multicore | Plain copper | Flex | 400 | FLEXIBLE MULTI CORE CABLES
203 | HD | HD04/6.0 | 90 | XLPE | 4 | 6 | Multicore | Plain copper | Flex | 400 | FLEXIBLE MULTI CORE CABLES
204 | HD | HD04/10 | 90 | XLPE | 4 | 10 | Multicore | Plain copper | Flex | 400 | FLEXIBLE MULTI CORE CABLES
205 | HD | HD04/16 | 90 | XLPE | 4 | 16 | Multicore | Plain copper | Flex | 400 | FLEXIBLE MULTI CORE CABLES
206 | HD | HD05/1.5 | 90 | XLPE | 5 | 1.5 | Multicore | Plain copper | Flex | 400 | FLEXIBLE MULTI CORE CABLES
207 | HD | HD05/2.5 | 90 | XLPE | 5 | 2.5 | Multicore | Plain copper | Flex | 400 | FLEXIBLE MULTI CORE CABLES
208 | HD | HD05/4.0 | 90 | XLPE | 5 | 4 | Multicore | Plain copper | Flex | 400 | FLEXIBLE MULTI CORE CABLES
209 | HD | HD05/6.0 | 90 | XLPE | 5 | 6 | Multicore | Plain copper | Flex | 400 | FLEXIBLE MULTI CORE CABLES
210 | HD | HD05/10 | 90 | XLPE | 5 | 10 | Multicore | Plain copper | Flex | 400 | FLEXIBLE MULTI CORE CABLES
211 | HD | HD05/16 | 90 | XLPE | 5 | 16 | Multicore | Plain copper | Flex | 400 | FLEXIBLE MULTI CORE CABLES
212 | HDT | HD03/1.5T | 90 | XLPE | 3 | 1.5 | Multicore | Tinned copper | Flex | 400 | FLEXIBLE MULTI CORE CABLES
213 | HDT | HD03/2.5T | 90 | XLPE | 3 | 2.5 | Multicore | Tinned copper | Flex | 400 | FLEXIBLE MULTI CORE CABLES
214 | HDT | HD03/4.0T | 90 | XLPE | 3 | 4 | Multicore | Tinned copper | Flex | 400 | FLEXIBLE MULTI CORE CABLES
215 | HDT | HD03/6.0T | 90 | XLPE | 3 | 6 | Multicore | Tinned copper | Flex | 400 | FLEXIBLE MULTI CORE CABLES
216 | HDT | HD04/1.5T | 90 | XLPE | 4 | 1.5 | Multicore | Tinned copper | Flex | 400 | FLEXIBLE MULTI CORE CABLES
217 | HDT | HD04/2.5T | 90 | XLPE | 4 | 2.5 | Multicore | Tinned copper | Flex | 400 | FLEXIBLE MULTI CORE CABLES
218 | HDT | HD04/4T | 90 | XLPE | 4 | 4 | Multicore | Tinned copper | Flex | 400 | FLEXIBLE MULTI CORE CABLES
219 | HDT | HD04/6.0T | 90 | XLPE | 4 | 6 | Multicore | Tinned copper | Flex | 400 | FLEXIBLE MULTI CORE CABLES
220 | HDT | HD05/1.5T | 90 | XLPE | 5 | 1.5 | Multicore | Tinned copper | Flex | 400 | FLEXIBLE MULTI CORE CABLES
221 | HDT | HD05/2.5T | 90 | XLPE | 5 | 2.5 | Multicore | Tinned copper | Flex | 400 | FLEXIBLE MULTI CORE CABLES
222 | HDT | HD05/4.0T | 90 | XLPE | 5 | 4 | Multicore | Tinned copper | Flex | 400 | FLEXIBLE MULTI CORE CABLES
223 | HDT | HD05/6.0T | 90 | XLPE | 5 | 6 | Multicore | Tinned copper | Flex | 400 | FLEXIBLE MULTI CORE CABLES
224 | HDT | HD05/10T | 90 | XLPE | 5 | 10 | Multicore | Tinned copper | Flex | 400 | FLEXIBLE MULTI CORE CABLES
225 | HDT | HD05/16T | 90 | XLPE | 5 | 16 | Multicore | Tinned copper | Flex | 400 | FLEXIBLE MULTI CORE CABLES
226 | HDT | HD05/35T | 90 | XLPE | 5 | 35 | Multicore | Tinned copper | Flex | 400 | FLEXIBLE MULTI CORE CABLES
227 | MLG2 Multi | ML02/1.5BKG2 | 90 | Elastomer | 2 | 1.5 | Multicore | Tinned copper | Flex | 400 | FLEXIBLE MULTI CORE CABLES
228 | MLG2 Multi | ML02/2.5BKG2 | 90 | Elastomer | 2 | 2.5 | Multicore | Tinned copper | Flex | 400 | FLEXIBLE MULTI CORE CABLES
229 | MLG2 Multi | ML02/4.0BKG2 | 90 | Elastomer | 2 | 4 | Multicore | Tinned copper | Flex | 400 | FLEXIBLE MULTI CORE CABLES
230 | MLG2 Multi | ML02/6.0BKG2 | 90 | Elastomer | 2 | 6 | Multicore | Tinned copper | Flex | 400 | FLEXIBLE MULTI CORE CABLES
231 | MLG2 Multi | ML03/1.5BKG2 | 90 | Elastomer | 3 | 1.5 | Multicore | Tinned copper | Flex | 400 | FLEXIBLE MULTI CORE CABLES
232 | MLG2 Multi | ML03/2.5BKG2 | 90 | Elastomer | 3 | 2.5 | Multicore | Tinned copper | Flex | 400 | FLEXIBLE MULTI CORE CABLES
233 | MLG2 Multi | ML03/4.0BKG2 | 90 | Elastomer | 3 | 4 | Multicore | Tinned copper | Flex | 400 | FLEXIBLE MULTI CORE CABLES
234 | MLG2 Multi | ML03/6.0BKG2 | 90 | Elastomer | 3 | 6 | Multicore | Tinned copper | Flex | 400 | FLEXIBLE MULTI CORE CABLES
235 | MLG2 Multi | ML03/10.0BKG2 | 90 | Elastomer | 3 | 10 | Multicore | Tinned copper | Flex | 400 | FLEXIBLE MULTI CORE CABLES
236 | MLG2 Multi | ML03/16.0BKG2 | 90 | Elastomer | 3 | 16 | Multicore | Tinned copper | Flex | 400 | FLEXIBLE MULTI CORE CABLES
237 | MLG2 Multi | ML04/1.5BKG2 | 90 | Elastomer | 4 | 1.5 | Multicore | Tinned copper | Flex | 400 | FLEXIBLE MULTI CORE CABLES
238 | MLG2 Multi | ML04/2.5BKG2 | 90 | Elastomer | 4 | 2.5 | Multicore | Tinned copper | Flex | 400 | FLEXIBLE MULTI CORE CABLES
239 | MLG2 Multi | ML04/4.0BKG2 | 90 | Elastomer | 4 | 4 | Multicore | Tinned copper | Flex | 400 | FLEXIBLE MULTI CORE CABLES
240 | MLG2 Multi | ML04/6.0BKG2 | 90 | Elastomer | 4 | 6 | Multicore | Tinned copper | Flex | 400 | FLEXIBLE MULTI CORE CABLES
241 | MLG2 Multi | ML04/10.0BKG2 | 90 | Elastomer | 4 | 10 | Multicore | Tinned copper | Flex | 400 | FLEXIBLE MULTI CORE CABLES
242 | MLG2 Multi | ML04/16.0BKG2 | 90 | Elastomer | 4 | 16 | Multicore | Tinned copper | Flex | 400 | FLEXIBLE MULTI CORE CABLES
243 | MLG2 Multi | ML04/25.0BKG2 | 90 | Elastomer | 4 | 25 | Multicore | Tinned copper | Flex | 400 | FLEXIBLE MULTI CORE CABLES
244 | MLG2 Multi | ML04/35.0BKG2 | 90 | Elastomer | 4 | 35 | Multicore | Tinned copper | Flex | 400 | FLEXIBLE MULTI CORE CABLES
245 | MLG2 Multi | ML04/50.0BKG2 | 90 | Elastomer | 4 | 50 | Multicore | Tinned copper | Flex | 400 | FLEXIBLE MULTI CORE CABLES
246 | MLG2 Multi | ML05/1.5BKG2 | 90 | Elastomer | 5 | 1.5 | Multicore | Tinned copper | Flex | 400 | FLEXIBLE MULTI CORE CABLES
247 | MLG2 Multi | ML05/2.5BKG2 | 90 | Elastomer | 5 | 2.5 | Multicore | Tinned copper | Flex | 400 | FLEXIBLE MULTI CORE CABLES
248 | MLG2 Multi | ML05/4.0BKG2 | 90 | Elastomer | 5 | 4 | Multicore | Tinned copper | Flex | 400 | FLEXIBLE MULTI CORE CABLES
249 | MLG2 Multi | ML05/6.0BKG2 | 90 | Elastomer | 5 | 6 | Multicore | Tinned copper | Flex | 400 | FLEXIBLE MULTI CORE CABLES
250 | MLG2 Multi | ML05/10.0BKG2 | 90 | Elastomer | 5 | 10 | Multicore | Tinned copper | Flex | 400 | FLEXIBLE MULTI CORE CABLES
251 | MLG2 Multi | ML05/16.0BKG2 | 90 | Elastomer | 5 | 16 | Multicore | Tinned copper | Flex | 400 | FLEXIBLE MULTI CORE CABLES
252 | MLG2 Multi | ML05/25.0BKG2 | 90 | Elastomer | 5 | 25 | Multicore | Tinned copper | Flex | 400 | FLEXIBLE MULTI CORE CABLES
253 | MLG2 Multi | ML05/35.0BKG2 | 90 | Elastomer | 5 | 35 | Multicore | Tinned copper | Flex | 400 | FLEXIBLE MULTI CORE CABLES
254 | MLG2 Multi | ML05/50.0BKG2 | 90 | Elastomer | 5 | 50 | Multicore | Tinned copper | Flex | 400 | FLEXIBLE MULTI CORE CABLES
255 | MLG2 Multi | ML07/1.5BKG2 | 90 | Elastomer | 7 | 1.5 | Multicore | Tinned copper | Flex | 400 | FLEXIBLE MULTI CORE CABLES
256 | MLG2 Multi | ML07/2.5BKG2 | 90 | Elastomer | 7 | 2.5 | Multicore | Tinned copper | Flex | 400 | FLEXIBLE MULTI CORE CABLES
257 | MLG2 Multi | ML12/1.5BKG2 | 90 | Elastomer | 12 | 1.5 | Multicore | Tinned copper | Flex | 400 | FLEXIBLE MULTI CORE CABLES
258 | MLG2 Multi | ML12/2.5BKG2 | 90 | Elastomer | 12 | 2.5 | Multicore | Tinned copper | Flex | 400 | FLEXIBLE MULTI CORE CABLES
259 | MLG2 Multi | ML19/1.5BKG2 | 90 | Elastomer | 19 | 1.5 | Multicore | Tinned copper | Flex | 400 | FLEXIBLE MULTI CORE CABLES
260 | MLG2 Multi | MLCON03/1.0BKG2 | 90 | Elastomer | 3 | 1 | Multicore | Tinned copper | Flex | 400 | FLEXIBLE MULTI CORE CABLES
261 | MLG2 Multi | MLCON04/1.0BKG2 | 90 | Elastomer | 4 | 1 | Multicore | Tinned copper | Flex | 400 | FLEXIBLE MULTI CORE CABLES
262 | MLG2 Multi | MLCON05/1.0BKG2 | 90 | Elastomer | 5 | 1 | Multicore | Tinned copper | Flex | 400 | FLEXIBLE MULTI CORE CABLES
263 | MLG2 Multi | MLCON07/1.0BKG2 | 90 | Elastomer | 7 | 1 | Multicore | Tinned copper | Flex | 400 | FLEXIBLE MULTI CORE CABLES
264 | MLG2 Multi | MLCON12/1.0BKG2 | 90 | Elastomer | 12 | 1 | Multicore | Tinned copper | Flex | 400 | FLEXIBLE MULTI CORE CABLES
265 | MLG2 Multi | MLCON19/1.0BKG2 | 90 | Elastomer | 19 | 1 | Multicore | Tinned copper | Flex | 400 | FLEXIBLE MULTI CORE CABLES
266 | MCX SWA | MCX03/10SWA | 90 | XLPE | 3 | 10 | Multicore | Plain copper | Solid | 400 | MAXCAB CONSTRUCTION CABLES & BUILDING WIRE
267 | MCX SWA | MCX03/16SWA | 90 | XLPE | 3 | 16 | Multicore | Plain copper | Solid | 400 | MAXCAB CONSTRUCTION CABLES & BUILDING WIRE
268 | MCX SWA | MCX03/25SWA | 90 | XLPE | 3 | 25 | Multicore | Plain copper | Solid | 400 | MAXCAB CONSTRUCTION CABLES & BUILDING WIRE
269 | MCX SWA | MCX04/10SWA | 90 | XLPE | 4 | 10 | Multicore | Plain copper | Solid | 400 | MAXCAB CONSTRUCTION CABLES & BUILDING WIRE
270 | MCX SWA | MCX04/16SWA | 90 | XLPE | 4 | 16 | Multicore | Plain copper | Solid | 400 | MAXCAB CONSTRUCTION CABLES & BUILDING WIRE
271 | MCX SWA | MCX04/25SWA | 90 | XLPE | 4 | 25 | Multicore | Plain copper | Solid | 400 | MAXCAB CONSTRUCTION CABLES & BUILDING WIRE
272 | MCX SWA | MCX04/35SWA | 90 | XLPE | 4 | 35 | Multicore | Plain copper | Solid | 400 | MAXCAB CONSTRUCTION CABLES & BUILDING WIRE
273 | MCX SWA | MCX04/50SWA | 90 | XLPE | 4 | 50 | Multicore | Plain copper | Solid | 400 | MAXCAB CONSTRUCTION CABLES & BUILDING WIRE
274 | MCX SWA | MCX04/70SWA | 90 | XLPE | 4 | 70 | Multicore | Plain copper | Solid | 400 | MAXCAB CONSTRUCTION CABLES & BUILDING WIRE
275 | MCX SWA | MCX04/95SWA | 90 | XLPE | 4 | 95 | Multicore | Plain copper | Solid | 400 | MAXCAB CONSTRUCTION CABLES & BUILDING WIRE
276 | MCX SWA | MCX05/10SWA | 90 | XLPE | 5 | 10 | Multicore | Plain copper | Solid | 400 | MAXCAB CONSTRUCTION CABLES & BUILDING WIRE
277 | MCX SWA | MCX05/16SWA | 90 | XLPE | 5 | 16 | Multicore | Plain copper | Solid | 400 | MAXCAB CONSTRUCTION CABLES & BUILDING WIRE
278 | MCX SWA | MCX05/25SWA | 90 | XLPE | 5 | 25 | Multicore | Plain copper | Solid | 400 | MAXCAB CONSTRUCTION CABLES & BUILDING WIRE
279 | MCX SWA | MCX05/35SWA | 90 | XLPE | 5 | 35 | Multicore | Plain copper | Solid | 400 | MAXCAB CONSTRUCTION CABLES & BUILDING WIRE
280 | MCX SWA | MCX05/50SWA | 90 | XLPE | 5 | 50 | Multicore | Plain copper | Solid | 400 | MAXCAB CONSTRUCTION CABLES & BUILDING WIRE
281 | MCX SWA | MCX05/70SWA | 90 | XLPE | 5 | 70 | Multicore | Plain copper | Solid | 400 | MAXCAB CONSTRUCTION CABLES & BUILDING WIRE
282 | MCX SWA | MCX05/95SWA | 90 | XLPE | 5 | 95 | Multicore | Plain copper | Solid | 400 | MAXCAB CONSTRUCTION CABLES & BUILDING WIRE
283 | MLG2 Single | ML1/10G2 | 90 | Elastomer | 1 | 10 | SingleCore | Tinned copper | Flex | 400 | FLEXIBLE SINGLE CORE CABLES
284 | MLG2 Single | ML1/16G2 | 90 | Elastomer | 1 | 16 | SingleCore | Tinned copper | Flex | 400 | FLEXIBLE SINGLE CORE CABLES
285 | MLG2 Single | ML1/25G2 | 90 | Elastomer | 1 | 25 | SingleCore | Tinned copper | Flex | 400 | FLEXIBLE SINGLE CORE CABLES
286 | MLG2 Single | ML1/35G2 | 90 | Elastomer | 1 | 35 | SingleCore | Tinned copper | Flex | 400 | FLEXIBLE SINGLE CORE CABLES
287 | MLG2 Single | ML1/50G2 | 90 | Elastomer | 1 | 50 | SingleCore | Tinned copper | Flex | 400 | FLEXIBLE SINGLE CORE CABLES
288 | MLG2 Single | ML1/70G2 | 90 | Elastomer | 1 | 70 | SingleCore | Tinned copper | Flex | 400 | FLEXIBLE SINGLE CORE CABLES
289 | MLG2 Single | ML1/95G2 | 90 | Elastomer | 1 | 95 | SingleCore | Tinned copper | Flex | 400 | FLEXIBLE SINGLE CORE CABLES
290 | MLG2 Single | ML1/120G2 | 90 | Elastomer | 1 | 120 | SingleCore | Tinned copper | Flex | 400 | FLEXIBLE SINGLE CORE CABLES
291 | NST TRAYSCREEN | NST2/2.5 | 90 | PVC | 2 | 2.5 | Multicore | Plain copper | Solid | 400 | MAXCAB CONSTRUCTION CABLES & BUILDING WIRE
292 | NST TRAYSCREEN | NST2/4.0 | 90 | PVC | 2 | 4 | Multicore | Plain copper | Solid | 400 | MAXCAB CONSTRUCTION CABLES & BUILDING WIRE
293 | NST TRAYSCREEN | NST2/6.0 | 90 | PVC | 2 | 6 | Multicore | Plain copper | Solid | 400 | MAXCAB CONSTRUCTION CABLES & BUILDING WIRE
294 | NST TRAYSCREEN | NST3/2.5 | 90 | PVC | 3 | 2.5 | Multicore | Plain copper | Solid | 400 | MAXCAB CONSTRUCTION CABLES & BUILDING WIRE
295 | NST TRAYSCREEN | NST3/4.0 | 90 | PVC | 3 | 4 | Multicore | Plain copper | Solid | 400 | MAXCAB CONSTRUCTION CABLES & BUILDING WIRE
296 | NST TRAYSCREEN | NST3/6.0 | 90 | PVC | 3 | 6 | Multicore | Plain copper | Solid | 400 | MAXCAB CONSTRUCTION CABLES & BUILDING WIRE
297 | NST TRAYSCREEN | NST4/2.5 | 90 | PVC | 4 | 2.5 | Multicore | Plain copper | Solid | 400 | MAXCAB CONSTRUCTION CABLES & BUILDING WIRE
298 | NST TRAYSCREEN | NST4/4.0 | 90 | PVC | 4 | 4 | Multicore | Plain copper | Solid | 400 | MAXCAB CONSTRUCTION CABLES & BUILDING WIRE
299 | NST TRAYSCREEN | NST4/6.0 | 90 | PVC | 4 | 6 | Multicore | Plain copper | Solid | 400 | MAXCAB CONSTRUCTION CABLES & BUILDING WIRE
300 | NSU | NSU1/6.0 | 90 | PVC | 1 | 6 | SingleCore | Plain copper | Solid | 400 | MAXCAB CONSTRUCTION CABLES & BUILDING WIRE
301 | NSU | NSU1/10 | 90 | PVC | 1 | 10 | SingleCore | Plain copper | Solid | 400 | MAXCAB CONSTRUCTION CABLES & BUILDING WIRE
302 | NSU | NSU1/16 | 90 | PVC | 1 | 16 | SingleCore | Plain copper | Solid | 400 | MAXCAB CONSTRUCTION CABLES & BUILDING WIRE
303 | NSU | NSU1/25 | 90 | PVC | 1 | 25 | SingleCore | Plain copper | Solid | 400 | MAXCAB CONSTRUCTION CABLES & BUILDING WIRE
304 | NSU | NSU2/2.5 | 90 | PVC | 2 | 2.5 | Multicore | Plain copper | Solid | 400 | MAXCAB CONSTRUCTION CABLES & BUILDING WIRE
305 | NSU | NSU2/4.0 | 90 | PVC | 2 | 4 | Multicore | Plain copper | Solid | 400 | MAXCAB CONSTRUCTION CABLES & BUILDING WIRE
306 | NSU | NSU2/6.0 | 90 | PVC | 2 | 6 | Multicore | Plain copper | Solid | 400 | MAXCAB CONSTRUCTION CABLES & BUILDING WIRE
307 | NSU | NSU2/10 | 90 | PVC | 2 | 10 | Multicore | Plain copper | Solid | 400 | MAXCAB CONSTRUCTION CABLES & BUILDING WIRE
308 | NSU | NSU2/16 | 90 | PVC | 2 | 16 | Multicore | Plain copper | Solid | 400 | MAXCAB CONSTRUCTION CABLES & BUILDING WIRE
309 | NSU | NSU3/2.5 | 90 | PVC | 3 | 2.5 | Multicore | Plain copper | Solid | 400 | MAXCAB CONSTRUCTION CABLES & BUILDING WIRE
310 | NSU | NSU3/4.0 | 90 | PVC | 3 | 4 | Multicore | Plain copper | Solid | 400 | MAXCAB CONSTRUCTION CABLES & BUILDING WIRE
311 | NSU | NSU3/6.0 | 90 | PVC | 3 | 6 | Multicore | Plain copper | Solid | 400 | MAXCAB CONSTRUCTION CABLES & BUILDING WIRE
312 | NSU | NSU3/10 | 90 | PVC | 3 | 10 | Multicore | Plain copper | Solid | 400 | MAXCAB CONSTRUCTION CABLES & BUILDING WIRE
313 | NSU | NSU3/16 | 90 | C | 3 | 16 | Multicore | Plain copper | Solid | 400 | MAXCAB CONSTRUCTION CABLES & BUILDING WIRE
314 | NSU | NSU4/2.5 | 90 | PVC | 4 | 2.5 | Multicore | Plain copper | Solid | 400 | MAXCAB CONSTRUCTION CABLES & BUILDING WIRE
315 | NSU | NSU4/4.0 | 90 | PVC | 4 | 4 | Multicore | Plain copper | Solid | 400 | MAXCAB CONSTRUCTION CABLES & BUILDING WIRE
316 | NSU | NSU4/6.0 | 90 | PVC | 4 | 6 | Multicore | Plain copper | Solid | 400 | MAXCAB CONSTRUCTION CABLES & BUILDING WIRE
317 | NSU | NSU4/10 | 90 | PVC | 4 | 10 | Multicore | Plain copper | Solid | 400 | MAXCAB CONSTRUCTION CABLES & BUILDING WIRE
318 | NSU | NSU4/16 | 90 | PVC | 4 | 16 | Multicore | Plain copper | Solid | 400 | MAXCAB CONSTRUCTION CABLES & BUILDING WIRE
319 | NSUX | NSUX1/16 | 90 | XLPE | 1 | 16 | SingleCore | Plain copper | Solid | 400 | MAXCAB CONSTRUCTION CABLES & BUILDING WIRE
320 | NSUX | NSUX1/25 | 90 | XLPE | 1 | 25 | SingleCore | Plain copper | Solid | 400 | MAXCAB CONSTRUCTION CABLES & BUILDING WIRE
321 | NSUX | NSUX1/35 | 90 | XLPE | 1 | 35 | SingleCore | Plain copper | Solid | 400 | MAXCAB CONSTRUCTION CABLES & BUILDING WIRE
322 | NSUX | NSUX1/50 | 90 | XLPE | 1 | 50 | SingleCore | Plain copper | Solid | 400 | MAXCAB CONSTRUCTION CABLES & BUILDING WIRE
323 | NSUX | NSUX1/70 | 90 | XLPE | 1 | 70 | SingleCore | Plain copper | Solid | 400 | MAXCAB CONSTRUCTION CABLES & BUILDING WIRE
324 | NSUX | NSUX1/95 | 90 | XLPE | 1 | 95 | SingleCore | Plain copper | Solid | 400 | MAXCAB CONSTRUCTION CABLES & BUILDING WIRE
325 | NSUX | NSUX2/25 | 90 | XLPE | 2 | 25 | Multicore | Plain copper | Solid | 400 | MAXCAB CONSTRUCTION CABLES & BUILDING WIRE
326 | NSUX | NSUX2/35 | 90 | XLPE | 2 | 35 | Multicore | Plain copper | Solid | 400 | MAXCAB CONSTRUCTION CABLES & BUILDING WIRE
327 | NSUX | NSUX3/25 | 90 | XLPE | 3 | 25 | Multicore | Plain copper | Solid | 400 | MAXCAB CONSTRUCTION CABLES & BUILDING WIRE
328 | NSUX | NSUX3/35 | 90 | XLPE | 3 | 35 | Multicore | Plain copper | Solid | 400 | MAXCAB CONSTRUCTION CABLES & BUILDING WIRE
329 | NSUX | NSUX3/50 | 90 | XLPE | 3 | 50 | Multicore | Plain copper | Solid | 400 | MAXCAB CONSTRUCTION CABLES & BUILDING WIRE
330 | NSUX | NSUX3/70 | 90 | XLPE | 3 | 70 | Multicore | Plain copper | Solid | 400 | MAXCAB CONSTRUCTION CABLES & BUILDING WIRE
331 | NSUX | NSUX3/95 | 90 | XLPE | 3 | 95 | Multicore | Plain copper | Solid | 400 | MAXCAB CONSTRUCTION CABLES & BUILDING WIRE
332 | NSUX | NSUX4/25 | 90 | XLPE | 4 | 25 | Multicore | Plain copper | Solid | 400 | MAXCAB CONSTRUCTION CABLES & BUILDING WIRE
333 | NSUX | NSUX4/35 | 90 | XLPE | 4 | 35 | Multicore | Plain copper | Solid | 400 | MAXCAB CONSTRUCTION CABLES & BUILDING WIRE
334 | NSUX | NSUX4/50 | 90 | XLPE | 4 | 50 | Multicore | Plain copper | Solid | 400 | MAXCAB CONSTRUCTION CABLES & BUILDING WIRE
335 | NSUX | NSUX4/70 | 90 | XLPE | 4 | 70 | Multicore | Plain copper | Solid | 400 | MAXCAB CONSTRUCTION CABLES & BUILDING WIRE
336 | NSUX | NSUX4/95 | 90 | XLPE | 4 | 95 | Multicore | Plain copper | Solid | 400 | MAXCAB CONSTRUCTION CABLES & BUILDING WIRE
337 | VIN | VIN016 | 75 | PVC | 1 | 16 | SingleCore | Plain copper | Solid | 400 | MAXCAB CONSTRUCTION CABLES & BUILDING WIRE
338 | VIN | VIN025 | 75 | PVC | 1 | 25 | SingleCore | Plain copper | Solid | 400 | MAXCAB CONSTRUCTION CABLES & BUILDING WIRE
339 | VIN | VIN035 | 75 | PVC | 1 | 35 | SingleCore | Plain copper | Solid | 400 | MAXCAB CONSTRUCTION CABLES & BUILDING WIRE
340 | VIN | VIN070 | 75 | PVC | 1 | 70 | SingleCore | Plain copper | Solid | 400 | MAXCAB CONSTRUCTION CABLES & BUILDING WIRE
341 | ON | ON2/1.5 | 90 | XLPE | 2 | 1.5 | Multicore | Plain copper | Flex | 230 | FLEXIBLE MULTI CORE CABLES
342 | ON | ON2/2.5 | 90 | XLPE | 2 | 2.5 | Multicore | Plain copper | Flex | 230 | FLEXIBLE MULTI CORE CABLES
343 | ON | ON3/1.5 | 90 | XLPE | 3 | 1.5 | Multicore | Plain copper | Flex | 230 | FLEXIBLE MULTI CORE CABLES
344 | ON | ON3/2.5 | 90 | XLPE | 3 | 2.5 | Multicore | Plain copper | Flex | 230 | FLEXIBLE MULTI CORE CABLES
345 | ON | ON3/4.0 | 90 | XLPE | 3 | 4 | Multicore | Plain copper | Flex | 230 | FLEXIBLE MULTI CORE CABLES
346 | ON | ON3/6.0 | 90 | XLPE | 3 | 6 | Multicore | Plain copper | Flex | 230 | FLEXIBLE MULTI CORE CABLES
347 | ON | ON4/1.5 | 90 | XLPE | 4 | 1.5 | Multicore | Plain copper | Flex | 230 | FLEXIBLE MULTI CORE CABLES
348 | ON | ON4/2.5 | 90 | XLPE | 4 | 2.5 | Multicore | Plain copper | Flex | 230 | FLEXIBLE MULTI CORE CABLES
349 | ON | ON4/4.0 | 90 | XLPE | 4 | 4 | Multicore | Plain copper | Flex | 230 | FLEXIBLE MULTI CORE CABLES
350 | ON | ON4/6.0 | 90 | XLPE | 4 | 6 | Multicore | Plain copper | Flex | 230 | FLEXIBLE MULTI CORE CABLES
351 | ON | ON4/10 | 90 | XLPE | 4 | 10 | Multicore | Plain copper | Flex | 230 | FLEXIBLE MULTI CORE CABLES
352 | ON | ON4/16 | 90 | XLPE | 4 | 16 | Multicore | Plain copper | Flex | 230 | FLEXIBLE MULTI CORE CABLES
353 | ON | ON5/1.5 | 90 | XLPE | 5 | 1.5 | Multicore | Plain copper | Flex | 230 | FLEXIBLE MULTI CORE CABLES
354 | ON | ON5/2.5 | 90 | XLPE | 5 | 2.5 | Multicore | Plain copper | Flex | 230 | FLEXIBLE MULTI CORE CABLES
355 | ON | ON5/4.0 | 90 | XLPE | 5 | 4 | Multicore | Plain copper | Flex | 230 | FLEXIBLE MULTI CORE CABLES
356 | ON | ON5/6.0 | 90 | XLPE | 5 | 6 | Multicore | Plain copper | Flex | 230 | FLEXIBLE MULTI CORE CABLES
357 | ON | ON5/10 | 90 | XLPE | 5 | 10 | Multicore | Plain copper | Flex | 230 | FLEXIBLE MULTI CORE CABLES
358 | ON | ON5/16 | 90 | XLPE | 5 | 16 | Multicore | Plain copper | Flex | 230 | FLEXIBLE MULTI CORE CABLES
359 | MCXVEC | MCXVEC2/16 | 90 | XLPE | 2 | 16 | Multicore | Plain copper | Solid | 230 | MAXCAB CONSTRUCTION CABLES & BUILDING WIRE
360 | MCXVEC | MCXVEC2/25 | 90 | XLPE | 2 | 25 | Multicore | Plain copper | Solid | 230 | MAXCAB CONSTRUCTION CABLES & BUILDING WIRE
361 | MCXVEC | MCXVEC4/16 | 90 | XLPE | 4 | 16 | Multicore | Plain copper | Solid | 400 | MAXCAB CONSTRUCTION CABLES & BUILDING WIRE
362 | MCXVEC | MCXVEC4/25 | 90 | XLPE | 4 | 25 | Multicore | Plain copper | Solid | 400 | MAXCAB CONSTRUCTION CABLES & BUILDING WIRE
363 | MDXCYBK | MDXCY4/25BK | 90 | XLPE | 4 | 25 | VSD | Tinned copper | Flex | 400 | VSD
364 | MDXCYBK | MDXCY4/35BK | 90 | XLPE | 4 | 35 | VSD | Tinned copper | Flex | 400 | VSD
365 | FDXCY | FDXCY4/150 | 90 | XLPE | 4 | 150 | VSD | Plain copper | Flex | 400 | VSD
366 | FDXCY | FDXCY4/240 | 90 | XLPE | 4 | 240 | VSD | Plain copper | Flex | 400 | VSD
367 | VIN | VIN016 | 75 | PVC | 3 | 16 | Multicore | Plain copper | Solid | 400 | MAXCAB CONSTRUCTION CABLES & BUILDING WIRE
368 | VIN | VIN025 | 75 | PVC | 3 | 25 | Multicore | Plain copper | Solid | 400 | MAXCAB CONSTRUCTION CABLES & BUILDING WIRE
369 | VIN | VIN035 | 75 | PVC | 3 | 35 | Multicore | Plain copper | Solid | 400 | MAXCAB CONSTRUCTION CABLES & BUILDING WIRE
370 | VIN | VIN070 | 75 | PVC | 3 | 70 | Multicore | Plain copper | Solid | 400 | MAXCAB CONSTRUCTION CABLES & BUILDING WIRE
371
372
373
374
375
376

## 29032023
CableID | Series | Code | Temperature | Insulation | NumCores | CoreSize | Cores | Conductor | SolidFlex | MaxVoltage | Use
1 | MC | MC03/1.5 | 75 | PVC | 3 | 1.5 | Multicore | Plain copper | Solid | 400 | MAXCAB CONSTRUCTION CABLES & BUILDING WIRE
2 | MC | MC03/2.5 | 75 | PVC | 3 | 2.5 | Multicore | Plain copper | Solid | 400 | MAXCAB CONSTRUCTION CABLES & BUILDING WIRE
3 | MC | MC03/4.0 | 75 | PVC | 3 | 4 | Multicore | Plain copper | Solid | 400 | MAXCAB CONSTRUCTION CABLES & BUILDING WIRE
4 | MC | MC03/6.0 | 75 | PVC | 3 | 6 | Multicore | Plain copper | Solid | 400 | MAXCAB CONSTRUCTION CABLES & BUILDING WIRE
5 | MC | MC04/1.5 | 75 | PVC | 4 | 1.5 | Multicore | Plain copper | Solid | 400 | MAXCAB CONSTRUCTION CABLES & BUILDING WIRE
6 | MC | MC04/2.5 | 75 | PVC | 4 | 2.5 | Multicore | Plain copper | Solid | 400 | MAXCAB CONSTRUCTION CABLES & BUILDING WIRE
7 | MC | MC04/4.0 | 75 | PVC | 4 | 4 | Multicore | Plain copper | Solid | 400 | MAXCAB CONSTRUCTION CABLES & BUILDING WIRE
8 | MC | MC04/6.0 | 75 | PVC | 4 | 6 | Multicore | Plain copper | Solid | 400 | MAXCAB CONSTRUCTION CABLES & BUILDING WIRE
9 | MC | MC05/1.5 | 75 | PVC | 5 | 1.5 | Multicore | Plain copper | Solid | 400 | MAXCAB CONSTRUCTION CABLES & BUILDING WIRE
10 | MC | MC05/2.5 | 75 | PVC | 5 | 2.5 | Multicore | Plain copper | Solid | 400 | MAXCAB CONSTRUCTION CABLES & BUILDING WIRE
11 | MC | MC05/4.0 | 75 | PVC | 5 | 4 | Multicore | Plain copper | Solid | 400 | MAXCAB CONSTRUCTION CABLES & BUILDING WIRE
12 | MC | MC05/6.0 | 75 | PVC | 5 | 6 | Multicore | Plain copper | Solid | 400 | MAXCAB CONSTRUCTION CABLES & BUILDING WIRE
13 | FDXCY | FDXCY4/25 | 90 | XLPE | 4 | 25 | VSD | Plain copper | Flex | 400 | VSD
14 | FDXCY | FDXCY4/35 | 90 | XLPE | 4 | 35 | VSD | Plain copper | Flex | 400 | VSD
15 | FDXCY | FDXCY4/50 | 90 | XLPE | 4 | 50 | VSD | Plain copper | Flex | 400 | VSD
16 | FDXCY | FDXCY4/70 | 90 | XLPE | 4 | 70 | VSD | Plain copper | Flex | 400 | VSD
17 | KSXCY | KSXCY4/2.5 | 90 | XLPE | 4 | 2.5 | VSD | Plain copper | Flex | 400 | VSD
18 | KSXCY | KSXCY4/4.0 | 90 | XLPE | 4 | 4 | VSD | Plain copper | Flex | 400 | VSD
19 | KSXCY | KSXCY4/6.0 | 90 | XLPE | 4 | 6 | VSD | Plain copper | Flex | 400 | VSD
20 | KSXCY | KSXCY4/10 | 90 | XLPE | 4 | 10 | VSD | Plain copper | Flex | 400 | VSD
21 | KSXCY | KSXCY4/16 | 90 | XLPE | 4 | 16 | VSD | Plain copper | Flex | 400 | VSD
22 | KSXCY | KSXCY4/25 | 90 | XLPE | 4 | 25 | VSD | Plain copper | Flex | 400 | VSD
23 | KSXCY | KSXCY4/35 | 90 | XLPE | 4 | 35 | VSD | Plain copper | Flex | 400 | VSD
24 | KSXCY | KSXCY4/50 | 90 | XLPE | 4 | 50 | VSD | Plain copper | Flex | 400 | VSD
25 | KSXCY | KSXCY4/70 | 90 | XLPE | 4 | 70 | VSD | Plain copper | Flex | 400 | VSD
26 | KSXCY | KSXCY4/95 | 90 | XLPE | 4 | 95 | VSD | Plain copper | Flex | 400 | VSD
27 | KSXCY | KSXCY4/120 | 90 | XLPE | 4 | 120 | VSD | Plain copper | Flex | 400 | VSD
28 | KSXCY | KSXCY4/150 | 90 | XLPE | 4 | 150 | VSD | Plain copper | Flex | 400 | VSD
29 | KSXCY | KSXCY4/185 | 90 | XLPE | 4 | 185 | VSD | Plain copper | Flex | 400 | VSD
30 | KSXCY | KSXCY4/240 | 90 | XLPE | 4 | 240 | VSD | Plain copper | Flex | 400 | VSD
31 | MDXCYBK | MDXCY3/1.5BK | 90 | XLPE | 3 | 1.5 | VSD | Tinned copper | Flex | 400 | VSD
32 | MDXCYBK | MDXCY3/2.5BK | 90 | XLPE | 3 | 2.5 | VSD | Tinned copper | Flex | 400 | VSD
33 | MDXCYBK | MDXCY4/1.5BK | 90 | XLPE | 4 | 1.5 | VSD | Tinned copper | Flex | 400 | VSD
34 | MDXCYBK | MDXCY4/2.5BK | 90 | XLPE | 4 | 2.5 | VSD | Tinned copper | Flex | 400 | VSD
35 | MDXCYBK | MDXCY4/4.0BK | 90 | XLPE | 4 | 4 | VSD | Tinned copper | Flex | 400 | VSD
36 | MDXCYBK | MDXCY4/6.0BK | 90 | XLPE | 4 | 6 | VSD | Tinned copper | Flex | 400 | VSD
37 | MDXCYBK | MDXCY4/10BK | 90 | XLPE | 4 | 10 | VSD | Tinned copper | Flex | 400 | VSD
38 | MDXCYBK | MDXCY4/16BK | 90 | XLPE | 4 | 16 | VSD | Tinned copper | Flex | 400 | VSD
39 | MCH SWA | MCH02/1.5SWA | 75 | PVC | 2 | 1.5 | Multicore | Plain copper | Solid | 400 | MAXCAB CONSTRUCTION CABLES & BUILDING WIRE
40 | MCH SWA | MCH02/2.5SWA | 75 | PVC | 2 | 2.5 | Multicore | Plain copper | Solid | 400 | MAXCAB CONSTRUCTION CABLES & BUILDING WIRE
41 | MCH SWA | MCH03/1.5SWA | 75 | PVC | 3 | 1.5 | Multicore | Plain copper | Solid | 400 | MAXCAB CONSTRUCTION CABLES & BUILDING WIRE
42 | MCH SWA | MCH03/2.5SWA | 75 | PVC | 3 | 2.5 | Multicore | Plain copper | Solid | 400 | MAXCAB CONSTRUCTION CABLES & BUILDING WIRE
43 | MCH SWA | MCH04/1.5SWA | 75 | PVC | 4 | 1.5 | Multicore | Plain copper | Solid | 400 | MAXCAB CONSTRUCTION CABLES & BUILDING WIRE
44 | MCH SWA | MCH04/2.5SWA | 75 | PVC | 4 | 2.5 | Multicore | Plain copper | Solid | 400 | MAXCAB CONSTRUCTION CABLES & BUILDING WIRE
45 | MST | MST000.50 | 75 | PVC | 1 | 0.5 | SingleCore | Tinned copper | Flex | 400 | FLEXIBLE SINGLE CORE CABLES
46 | MST | MST000.75 | 75 | PVC | 1 | 0.75 | SingleCore | Tinned copper | Flex | 400 | FLEXIBLE SINGLE CORE CABLES
47 | MST | MST001.0 | 75 | PVC | 1 | 1 | SingleCore | Tinned copper | Flex | 400 | FLEXIBLE SINGLE CORE CABLES
48 | MST | MST001.5 | 75 | PVC | 1 | 1.5 | SingleCore | Tinned copper | Flex | 400 | FLEXIBLE SINGLE CORE CABLES
49 | MST | MST002.5 | 75 | PVC | 1 | 2.5 | SingleCore | Tinned copper | Flex | 400 | FLEXIBLE SINGLE CORE CABLES
50 | MST | MST004 | 75 | PVC | 1 | 4 | SingleCore | Tinned copper | Flex | 400 | FLEXIBLE SINGLE CORE CABLES
51 | MST | MST006 | 75 | PVC | 1 | 6 | SingleCore | Tinned copper | Flex | 400 | FLEXIBLE SINGLE CORE CABLES
52 | MST | MST010 | 75 | PVC | 1 | 10 | SingleCore | Tinned copper | Flex | 400 | FLEXIBLE SINGLE CORE CABLES
53 | MST | MST016 | 75 | PVC | 1 | 16 | SingleCore | Tinned copper | Flex | 400 | FLEXIBLE SINGLE CORE CABLES
54 | MST | MST025 | 75 | PVC | 1 | 25 | SingleCore | Tinned copper | Flex | 400 | FLEXIBLE SINGLE CORE CABLES
55 | AFX | AFX006 | 110 | XLPE | 1 | 6 | SingleCore | Plain copper | Flex | 400 | FLEXIBLE SINGLE CORE CABLES
56 | AFX | AFX010 | 110 | XLPE | 1 | 10 | SingleCore | Plain copper | Flex | 400 | FLEXIBLE SINGLE CORE CABLES
57 | AFX | AFX016 | 110 | XLPE | 1 | 16 | SingleCore | Plain copper | Flex | 400 | FLEXIBLE SINGLE CORE CABLES
58 | AFX | AFX025 | 110 | XLPE | 1 | 25 | SingleCore | Plain copper | Flex | 400 | FLEXIBLE SINGLE CORE CABLES
59 | AFX | AFX035 | 110 | XLPE | 1 | 35 | SingleCore | Plain copper | Flex | 400 | FLEXIBLE SINGLE CORE CABLES
60 | AFX | AFX050 | 110 | XLPE | 1 | 50 | SingleCore | Plain copper | Flex | 400 | FLEXIBLE SINGLE CORE CABLES
61 | AFX | AFX070 | 110 | XLPE | 1 | 70 | SingleCore | Plain copper | Flex | 400 | FLEXIBLE SINGLE CORE CABLES
62 | AFX | AFX095 | 110 | XLPE | 1 | 95 | SingleCore | Plain copper | Flex | 400 | FLEXIBLE SINGLE CORE CABLES
63 | AFX | AFX120 | 110 | XLPE | 1 | 120 | SingleCore | Plain copper | Flex | 400 | FLEXIBLE SINGLE CORE CABLES
64 | AFX | AFX150 | 110 | XLPE | 1 | 150 | SingleCore | Plain copper | Flex | 400 | FLEXIBLE SINGLE CORE CABLES
65 | AFX | AFX185BK | 110 | XLPE | 1 | 185 | SingleCore | Plain copper | Flex | 400 | FLEXIBLE SINGLE CORE CABLES
66 | AFX | AFX240BK | 110 | XLPE | 1 | 240 | SingleCore | Plain copper | Flex | 400 | FLEXIBLE SINGLE CORE CABLES
67 | AFX | AFX300BK | 110 | XLPE | 1 | 300 | SingleCore | Plain copper | Flex | 400 | FLEXIBLE SINGLE CORE CABLES
68 | AFX | AFX400BK | 110 | XLPE | 1 | 400 | SingleCore | Plain copper | Flex | 400 | FLEXIBLE SINGLE CORE CABLES
69 | AFX | AFX500BK | 110 | XLPE | 1 | 500 | SingleCore | Plain copper | Flex | 400 | FLEXIBLE SINGLE CORE CABLES
70 | AFX | AFX630BK | 110 | XLPE | 1 | 630 | SingleCore | Plain copper | Flex | 400 | FLEXIBLE SINGLE CORE CABLES
71 | BFX | BFX002.5 | 110 | XLPE | 1 | 2.5 | SingleCore | Plain copper | Flex | 400 | FLEXIBLE SINGLE CORE CABLES
72 | BFX | BFX004 | 110 | XLPE | 1 | 4 | SingleCore | Plain copper | Flex | 400 | FLEXIBLE SINGLE CORE CABLES
73 | BFX | BFX006 | 110 | XLPE | 1 | 6 | SingleCore | Plain copper | Flex | 400 | FLEXIBLE SINGLE CORE CABLES
74 | BFX | BFX010 | 110 | XLPE | 1 | 10 | SingleCore | Plain copper | Flex | 400 | FLEXIBLE SINGLE CORE CABLES
75 | BFX | BFX016 | 110 | XLPE | 1 | 16 | SingleCore | Plain copper | Flex | 400 | FLEXIBLE SINGLE CORE CABLES
76 | BFX | BFX025 | 110 | XLPE | 1 | 25 | SingleCore | Plain copper | Flex | 400 | FLEXIBLE SINGLE CORE CABLES
77 | BFX | BFX035 | 110 | XLPE | 1 | 35 | SingleCore | Plain copper | Flex | 400 | FLEXIBLE SINGLE CORE CABLES
78 | BFX | BFX050 | 110 | XLPE | 1 | 50 | SingleCore | Plain copper | Flex | 400 | FLEXIBLE SINGLE CORE CABLES
79 | BFX | BFX070 | 110 | XLPE | 1 | 70 | SingleCore | Plain copper | Flex | 400 | FLEXIBLE SINGLE CORE CABLES
80 | BFX | BFX095 | 110 | XLPE | 1 | 95 | SingleCore | Plain copper | Flex | 400 | FLEXIBLE SINGLE CORE CABLES
81 | BFX | BFX120 | 110 | XLPE | 1 | 120 | SingleCore | Plain copper | Flex | 400 | FLEXIBLE SINGLE CORE CABLES
82 | BFX | BFX150 | 110 | XLPE | 1 | 150 | SingleCore | Plain copper | Flex | 400 | FLEXIBLE SINGLE CORE CABLES
83 | BFX | BFX185 | 110 | XLPE | 1 | 185 | SingleCore | Plain copper | Flex | 400 | FLEXIBLE SINGLE CORE CABLES
84 | BFX | BFX240 | 110 | XLPE | 1 | 240 | SingleCore | Plain copper | Flex | 400 | FLEXIBLE SINGLE CORE CABLES
85 | BFX | BFX300 | 110 | XLPE | 1 | 300 | SingleCore | Plain copper | Flex | 400 | FLEXIBLE SINGLE CORE CABLES
86 | BFX | BFX400 | 110 | XLPE | 1 | 400 | SingleCore | Plain copper | Flex | 400 | FLEXIBLE SINGLE CORE CABLES
87 | BFX | BFX500 | 110 | XLPE | 1 | 500 | SingleCore | Plain copper | Flex | 400 | FLEXIBLE SINGLE CORE CABLES
88 | CFX | CFX002.5 | 110 | XLPE | 1 | 2.5 | SingleCore | Plain copper | Flex | 400 | FLEXIBLE SINGLE CORE CABLES
89 | CFX | CFX004 | 110 | XLPE | 1 | 4 | SingleCore | Plain copper | Flex | 400 | FLEXIBLE SINGLE CORE CABLES
90 | CFX | CFX006 | 110 | XLPE | 1 | 6 | SingleCore | Plain copper | Flex | 400 | FLEXIBLE SINGLE CORE CABLES
91 | CFX | CFX010 | 110 | XLPE | 1 | 10 | SingleCore | Plain copper | Flex | 400 | FLEXIBLE SINGLE CORE CABLES
92 | CFX | CFX016 | 110 | XLPE | 1 | 16 | SingleCore | Plain copper | Flex | 400 | FLEXIBLE SINGLE CORE CABLES
93 | CFX | CFX025 | 110 | XLPE | 1 | 25 | SingleCore | Plain copper | Flex | 400 | FLEXIBLE SINGLE CORE CABLES
94 | CFX | CFX035 | 110 | XLPE | 1 | 35 | SingleCore | Plain copper | Flex | 400 | FLEXIBLE SINGLE CORE CABLES
95 | CFX | CFX050 | 110 | XLPE | 1 | 50 | SingleCore | Plain copper | Flex | 400 | FLEXIBLE SINGLE CORE CABLES
96 | CFX | CFX070 | 110 | XLPE | 1 | 70 | SingleCore | Plain copper | Flex | 400 | FLEXIBLE SINGLE CORE CABLES
97 | CFX | CFX095 | 110 | XLPE | 1 | 95 | SingleCore | Plain copper | Flex | 400 | FLEXIBLE SINGLE CORE CABLES
98 | CFX | CFX120 | 110 | XLPE | 1 | 120 | SingleCore | Plain copper | Flex | 400 | FLEXIBLE SINGLE CORE CABLES
99 | CFX | CFX150 | 110 | XLPE | 1 | 150 | SingleCore | Plain copper | Flex | 400 | FLEXIBLE SINGLE CORE CABLES
100 | CFX | CFX185 | 110 | XLPE | 1 | 185 | SingleCore | Plain copper | Flex | 400 | FLEXIBLE SINGLE CORE CABLES
101 | CFX | CFX240 | 110 | XLPE | 1 | 240 | SingleCore | Plain copper | Flex | 400 | FLEXIBLE SINGLE CORE CABLES
102 | CFX | CFX300 | 110 | XLPE | 1 | 300 | SingleCore | Plain copper | Flex | 400 | FLEXIBLE SINGLE CORE CABLES
103 | CFX | CFX400 | 110 | XLPE | 1 | 400 | SingleCore | Plain copper | Flex | 400 | FLEXIBLE SINGLE CORE CABLES
104 | CFX | CFX500 | 110 | XLPE | 1 | 500 | SingleCore | Plain copper | Flex | 400 | FLEXIBLE SINGLE CORE CABLES
105 | CFX | CFX630 | 110 | XLPE | 1 | 630 | SingleCore | Plain copper | Flex | 400 | FLEXIBLE SINGLE CORE CABLES
106 | OD | OD2/1.0 | 75 | PVC | 2 | 1 | Multicore | Plain copper | Flex | 230 | FLEXIBLE MULTI CORE CABLES
107 | OD | OD3/1.0 | 75 | PVC | 3 | 1 | Multicore | Plain copper | Flex | 230 | FLEXIBLE MULTI CORE CABLES
108 | OD | OD3/1.5 | 75 | PVC | 3 | 1.5 | Multicore | Plain copper | Flex | 230 | FLEXIBLE MULTI CORE CABLES
109 | OD | OD3/2.5 | 75 | PVC | 3 | 2.5 | Multicore | Plain copper | Flex | 230 | FLEXIBLE MULTI CORE CABLES
110 | OD | OD4/1.0 | 75 | PVC | 4 | 1 | Multicore | Plain copper | Flex | 230 | FLEXIBLE MULTI CORE CABLES
111 | OD | OD4/1.5 | 75 | PVC | 4 | 1.5 | Multicore | Plain copper | Flex | 230 | FLEXIBLE MULTI CORE CABLES
112 | OD | OD4/2.5 | 75 | PVC | 4 | 2.5 | Multicore | Plain copper | Flex | 230 | FLEXIBLE MULTI CORE CABLES
113 | HDXCY | HDXCY3/1.5 | 90 | XLPE | 3 | 1.5 | VSD | Plain copper | Flex | 400 | VSD
114 | HDXCY | HDXCY3/2.5 | 90 | XLPE | 3 | 2.5 | VSD | Plain copper | Flex | 400 | VSD
115 | HDXCY | HDXCY4/1.5 | 90 | XLPE | 4 | 1.5 | VSD | Plain copper | Flex | 400 | VSD
116 | HDXCY | HDXCY4/2.5 | 90 | XLPE | 4 | 2.5 | VSD | Plain copper | Flex | 400 | VSD
117 | HDXCY | HDXCY4/4.0 | 90 | XLPE | 4 | 4 | VSD | Plain copper | Flex | 400 | VSD
118 | HDXCY | HDXCY4/6.0 | 90 | XLPE | 4 | 6 | VSD | Plain copper | Flex | 400 | VSD
119 | HDXCY | HDXCY4/10 | 90 | XLPE | 4 | 10 | VSD | Plain copper | Flex | 400 | VSD
120 | HDXCY | HDXCY4/16 | 90 | XLPE | 4 | 16 | VSD | Plain copper | Flex | 400 | VSD
121 | HDXCY | HDXCY4/25 | 90 | XLPE | 4 | 25 | VSD | Plain copper | Flex | 400 | VSD
122 | HDXCY | HDXCY4/35 | 90 | XLPE | 4 | 35 | VSD | Plain copper | Flex | 400 | VSD
123 | HDXCY | HDXCY4/50 | 90 | XLPE | 4 | 50 | VSD | Plain copper | Flex | 400 | VSD
124 | HDXCY | HDXCY4/70 | 90 | XLPE | 4 | 70 | VSD | Plain copper | Flex | 400 | VSD
125 | HDXCY | HDXCY4/95 | 90 | XLPE | 4 | 95 | VSD | Plain copper | Flex | 400 | VSD
126 | HDXCY | HDXCY4/120 | 90 | XLPE | 4 | 120 | VSD | Plain copper | Flex | 400 | VSD
127 | HDXCY | HDXCY4/150 | 90 | XLPE | 4 | 150 | VSD | Plain copper | Flex | 400 | VSD
128 | HDXCY | HDXCY5/2.5 | 90 | XLPE | 5 | 2.5 | VSD | Plain copper | Flex | 400 | VSD
129 | HDXCY | HDXCY5/4.0 | 90 | XLPE | 5 | 4 | VSD | Plain copper | Flex | 400 | VSD
130 | HDXCY | HDXCY5/6.0 | 90 | XLPE | 5 | 6 | VSD | Plain copper | Flex | 400 | VSD
131 | CW | CW001.5 | 75 | PVC | 1 | 1.5 | SingleCore | Plain copper | Solid | 400 | MAXCAB CONSTRUCTION CABLES & BUILDING WIRE
132 | CW | CW002.5 | 75 | PVC | 1 | 2.5 | SingleCore | Plain copper | Solid | 400 | MAXCAB CONSTRUCTION CABLES & BUILDING WIRE
133 | CW | CW004 | 75 | PVC | 1 | 4 | SingleCore | Plain copper | Solid | 400 | MAXCAB CONSTRUCTION CABLES & BUILDING WIRE
134 | CW | CW006 | 75 | PVC | 1 | 6 | SingleCore | Plain copper | Solid | 400 | MAXCAB CONSTRUCTION CABLES & BUILDING WIRE
135 | CW | CW010 | 75 | PVC | 1 | 10 | SingleCore | Plain copper | Solid | 400 | MAXCAB CONSTRUCTION CABLES & BUILDING WIRE
136 | CW | CW016 | 75 | PVC | 1 | 16 | SingleCore | Plain copper | Solid | 400 | MAXCAB CONSTRUCTION CABLES & BUILDING WIRE
137 | CW | CW025 | 75 | PVC | 1 | 25 | SingleCore | Plain copper | Solid | 400 | MAXCAB CONSTRUCTION CABLES & BUILDING WIRE
138 | CW | CW035 | 75 | PVC | 1 | 35 | SingleCore | Plain copper | Solid | 400 | MAXCAB CONSTRUCTION CABLES & BUILDING WIRE
139 | CW | CW050 | 75 | PVC | 1 | 50 | SingleCore | Plain copper | Solid | 400 | MAXCAB CONSTRUCTION CABLES & BUILDING WIRE
140 | CW | CW070 | 75 | PVC | 1 | 70 | SingleCore | Plain copper | Solid | 400 | MAXCAB CONSTRUCTION CABLES & BUILDING WIRE
141 | CW | CW095 | 75 | PVC | 1 | 95 | SingleCore | Plain copper | Solid | 400 | MAXCAB CONSTRUCTION CABLES & BUILDING WIRE
142 | CW | CW120 | 75 | PVC | 1 | 120 | SingleCore | Plain copper | Solid | 400 | MAXCAB CONSTRUCTION CABLES & BUILDING WIRE
143 | MCX | MCX03/10 | 90 | XLPE | 3 | 10 | Multicore | Plain copper | Solid | 400 | MAXCAB CONSTRUCTION CABLES & BUILDING WIRE
144 | MCX | MCX03/16 | 90 | XLPE | 3 | 16 | Multicore | Plain copper | Solid | 400 | MAXCAB CONSTRUCTION CABLES & BUILDING WIRE
145 | MCX | MCX03/25 | 90 | XLPE | 3 | 25 | Multicore | Plain copper | Solid | 400 | MAXCAB CONSTRUCTION CABLES & BUILDING WIRE
146 | MCX | MCX04/10 | 90 | XLPE | 4 | 10 | Multicore | Plain copper | Solid | 400 | MAXCAB CONSTRUCTION CABLES & BUILDING WIRE
147 | MCX | MCX04/16 | 90 | XLPE | 4 | 16 | Multicore | Plain copper | Solid | 400 | MAXCAB CONSTRUCTION CABLES & BUILDING WIRE
148 | MCX | MCX04/25 | 90 | XLPE | 4 | 25 | Multicore | Plain copper | Solid | 400 | MAXCAB CONSTRUCTION CABLES & BUILDING WIRE
149 | MCX | MCX04/35 | 90 | XLPE | 4 | 35 | Multicore | Plain copper | Solid | 400 | MAXCAB CONSTRUCTION CABLES & BUILDING WIRE
150 | MCX | MCX04/50 | 90 | XLPE | 4 | 50 | Multicore | Plain copper | Solid | 400 | MAXCAB CONSTRUCTION CABLES & BUILDING WIRE
151 | MCX | MCX04/70 | 90 | XLPE | 4 | 70 | Multicore | Plain copper | Solid | 400 | MAXCAB CONSTRUCTION CABLES & BUILDING WIRE
152 | MCX | MCX04/95 | 90 | XLPE | 4 | 95 | Multicore | Plain copper | Solid | 400 | MAXCAB CONSTRUCTION CABLES & BUILDING WIRE
153 | MCX | MCX05/10 | 90 | XLPE | 5 | 10 | Multicore | Plain copper | Solid | 400 | MAXCAB CONSTRUCTION CABLES & BUILDING WIRE
154 | MCX | MCX05/16 | 90 | XLPE | 5 | 16 | Multicore | Plain copper | Solid | 400 | MAXCAB CONSTRUCTION CABLES & BUILDING WIRE
155 | MCX | MCX05/25 | 90 | XLPE | 5 | 25 | Multicore | Plain copper | Solid | 400 | MAXCAB CONSTRUCTION CABLES & BUILDING WIRE
156 | MCX | MCX05/35 | 90 | XLPE | 5 | 35 | Multicore | Plain copper | Solid | 400 | MAXCAB CONSTRUCTION CABLES & BUILDING WIRE
157 | MCX | MCX05/50 | 90 | XLPE | 5 | 50 | Multicore | Plain copper | Solid | 400 | MAXCAB CONSTRUCTION CABLES & BUILDING WIRE
158 | MCX | MCX05/70 | 90 | XLPE | 5 | 70 | Multicore | Plain copper | Solid | 400 | MAXCAB CONSTRUCTION CABLES & BUILDING WIRE
159 | MCX | MCX05/95 | 90 | XLPE | 5 | 95 | Multicore | Plain copper | Solid | 400 | MAXCAB CONSTRUCTION CABLES & BUILDING WIRE
160 | PF | PF02/0.5 | 75 | PVC | 2 | 0.5 | Multicore | Plain copper | Flex | 230 | FLEXIBLE MULTI CORE CABLES
161 | PF | PF02/0.75 | 75 | PVC | 2 | 0.75 | Multicore | Plain copper | Flex | 230 | FLEXIBLE MULTI CORE CABLES
162 | PF | PF02/1.0 | 75 | PVC | 2 | 1 | Multicore | Plain copper | Flex | 230 | FLEXIBLE MULTI CORE CABLES
163 | PF | PF02/1.5 | 75 | PVC | 2 | 1.5 | Multicore | Plain copper | Flex | 230 | FLEXIBLE MULTI CORE CABLES
164 | PF | PF02/2.5 | 75 | PVC | 2 | 2.5 | Multicore | Plain copper | Flex | 230 | FLEXIBLE MULTI CORE CABLES
165 | PF | PF02/4.0 | 75 | PVC | 2 | 4 | Multicore | Plain copper | Flex | 230 | FLEXIBLE MULTI CORE CABLES
166 | PF | PF03/0.5 | 75 | PVC | 3 | 0.5 | Multicore | Plain copper | Flex | 230 | FLEXIBLE MULTI CORE CABLES
167 | PF | PF03/0.75 | 75 | PVC | 3 | 0.75 | Multicore | Plain copper | Flex | 230 | FLEXIBLE MULTI CORE CABLES
168 | PF | PF03/1.0 | 75 | PVC | 3 | 1 | Multicore | Plain copper | Flex | 230 | FLEXIBLE MULTI CORE CABLES
169 | PF | PF03/1.5 | 75 | PVC | 3 | 1.5 | Multicore | Plain copper | Flex | 230 | FLEXIBLE MULTI CORE CABLES
170 | PF | PF03/2.5 | 75 | PVC | 3 | 2.5 | Multicore | Plain copper | Flex | 230 | FLEXIBLE MULTI CORE CABLES
171 | PF | PF03/4.0 | 75 | PVC | 3 | 4 | Multicore | Plain copper | Flex | 230 | FLEXIBLE MULTI CORE CABLES
172 | PF | PF04/0.5 | 75 | PVC | 4 | 0.5 | Multicore | Plain copper | Flex | 230 | FLEXIBLE MULTI CORE CABLES
173 | PF | PF04/0.75 | 75 | PVC | 4 | 0.75 | Multicore | Plain copper | Flex | 230 | FLEXIBLE MULTI CORE CABLES
174 | PF | PF04/1.0 | 75 | PVC | 4 | 1 | Multicore | Plain copper | Flex | 230 | FLEXIBLE MULTI CORE CABLES
175 | PF | PF04/1.5 | 75 | PVC | 4 | 1.5 | Multicore | Plain copper | Flex | 230 | FLEXIBLE MULTI CORE CABLES
176 | PF | PF04/2.5 | 75 | PVC | 4 | 2.5 | Multicore | Plain copper | Flex | 230 | FLEXIBLE MULTI CORE CABLES
177 | PF | PF04/4.0 | 75 | PVC | 4 | 4 | Multicore | Plain copper | Flex | 230 | FLEXIBLE MULTI CORE CABLES
178 | PF | PF05/0.75 | 75 | PVC | 5 | 0.75 | Multicore | Plain copper | Flex | 230 | FLEXIBLE MULTI CORE CABLES
179 | PF | PF05/1.0 | 75 | PVC | 5 | 1 | Multicore | Plain copper | Flex | 230 | FLEXIBLE MULTI CORE CABLES
180 | PF | PF05/1.5 | 75 | PVC | 5 | 1.5 | Multicore | Plain copper | Flex | 230 | FLEXIBLE MULTI CORE CABLES
181 | PF | PF05/2.5 | 75 | PVC | 5 | 2.5 | Multicore | Plain copper | Flex | 230 | FLEXIBLE MULTI CORE CABLES
182 | PF | PF05/4.0 | 75 | PVC | 5 | 4 | Multicore | Plain copper | Flex | 230 | FLEXIBLE MULTI CORE CABLES
183 | MCP SWA | MCP03G1.5SWA | 75 | PVC | 3 | 1.5 | Multicore | Plain copper | Solid | 400 | MAXCAB CONSTRUCTION CABLES & BUILDING WIRE
184 | MCP SWA | MCP03G2.5SWA | 75 | PVC | 3 | 2.5 | Multicore | Plain copper | Solid | 400 | MAXCAB CONSTRUCTION CABLES & BUILDING WIRE
185 | MCP SWA | MCP03G4.0SWA | 75 | PVC | 3 | 4 | Multicore | Plain copper | Solid | 400 | MAXCAB CONSTRUCTION CABLES & BUILDING WIRE
186 | MCP SWA | MCP03G6.0SWA | 75 | PVC | 3 | 6 | Multicore | Plain copper | Solid | 400 | MAXCAB CONSTRUCTION CABLES & BUILDING WIRE
187 | MCP SWA | MCP04G1.5SWA | 75 | PVC | 4 | 1.5 | Multicore | Plain copper | Solid | 400 | MAXCAB CONSTRUCTION CABLES & BUILDING WIRE
188 | MCP SWA | MCP04G2.5SWA | 75 | PVC | 4 | 2.5 | Multicore | Plain copper | Solid | 400 | MAXCAB CONSTRUCTION CABLES & BUILDING WIRE
189 | MCP SWA | MCP04G4.0SWA | 75 | PVC | 4 | 4 | Multicore | Plain copper | Solid | 400 | MAXCAB CONSTRUCTION CABLES & BUILDING WIRE
190 | MCP SWA | MCP04G6.0SWA | 75 | PVC | 4 | 6 | Multicore | Plain copper | Solid | 400 | MAXCAB CONSTRUCTION CABLES & BUILDING WIRE
191 | MCP SWA | MCP05G1.5SWA | 75 | PVC | 5 | 1.5 | Multicore | Plain copper | Solid | 400 | MAXCAB CONSTRUCTION CABLES & BUILDING WIRE
192 | MCP SWA | MCP05G2.5SWA | 75 | PVC | 5 | 2.5 | Multicore | Plain copper | Solid | 400 | MAXCAB CONSTRUCTION CABLES & BUILDING WIRE
193 | MCP SWA | MCP05G4.0SWA | 75 | PVC | 5 | 4 | Multicore | Plain copper | Solid | 400 | MAXCAB CONSTRUCTION CABLES & BUILDING WIRE
194 | HD | HD02/1.5 | 90 | XLPE | 2 | 1.5 | Multicore | Plain copper | Flex | 400 | FLEXIBLE MULTI CORE CABLES
195 | HD | HD02/2.5 | 90 | XLPE | 2 | 2.5 | Multicore | Plain copper | Flex | 400 | FLEXIBLE MULTI CORE CABLES
196 | HD | HD03/1.0 | 90 | XLPE | 3 | 1 | Multicore | Plain copper | Flex | 400 | FLEXIBLE MULTI CORE CABLES
197 | HD | HD03/1.5 | 90 | XLPE | 3 | 1.5 | Multicore | Plain copper | Flex | 400 | FLEXIBLE MULTI CORE CABLES
198 | HD | HD03/2.5 | 90 | XLPE | 3 | 2.5 | Multicore | Plain copper | Flex | 400 | FLEXIBLE MULTI CORE CABLES
199 | HD | HD03/4.0 | 90 | XLPE | 3 | 4 | Multicore | Plain copper | Flex | 400 | FLEXIBLE MULTI CORE CABLES
200 | HD | HD03/6.0 | 90 | XLPE | 3 | 6 | Multicore | Plain copper | Flex | 400 | FLEXIBLE MULTI CORE CABLES
201 | HD | HD04/1.5 | 90 | XLPE | 4 | 1.5 | Multicore | Plain copper | Flex | 400 | FLEXIBLE MULTI CORE CABLES
202 | HD | HD04/2.5 | 90 | XLPE | 4 | 2.5 | Multicore | Plain copper | Flex | 400 | FLEXIBLE MULTI CORE CABLES
203 | HD | HD04/4 | 90 | XLPE | 4 | 4 | Multicore | Plain copper | Flex | 400 | FLEXIBLE MULTI CORE CABLES
204 | HD | HD04/6.0 | 90 | XLPE | 4 | 6 | Multicore | Plain copper | Flex | 400 | FLEXIBLE MULTI CORE CABLES
205 | HD | HD04/10 | 90 | XLPE | 4 | 10 | Multicore | Plain copper | Flex | 400 | FLEXIBLE MULTI CORE CABLES
206 | HD | HD04/16 | 90 | XLPE | 4 | 16 | Multicore | Plain copper | Flex | 400 | FLEXIBLE MULTI CORE CABLES
207 | HD | HD05/1.5 | 90 | XLPE | 5 | 1.5 | Multicore | Plain copper | Flex | 400 | FLEXIBLE MULTI CORE CABLES
208 | HD | HD05/2.5 | 90 | XLPE | 5 | 2.5 | Multicore | Plain copper | Flex | 400 | FLEXIBLE MULTI CORE CABLES
209 | HD | HD05/4.0 | 90 | XLPE | 5 | 4 | Multicore | Plain copper | Flex | 400 | FLEXIBLE MULTI CORE CABLES
210 | HD | HD05/6.0 | 90 | XLPE | 5 | 6 | Multicore | Plain copper | Flex | 400 | FLEXIBLE MULTI CORE CABLES
211 | HD | HD05/10 | 90 | XLPE | 5 | 10 | Multicore | Plain copper | Flex | 400 | FLEXIBLE MULTI CORE CABLES
212 | HD | HD05/16 | 90 | XLPE | 5 | 16 | Multicore | Plain copper | Flex | 400 | FLEXIBLE MULTI CORE CABLES
213 | HDT | HD03/1.5T | 90 | XLPE | 3 | 1.5 | Multicore | Tinned copper | Flex | 400 | FLEXIBLE MULTI CORE CABLES
214 | HDT | HD03/2.5T | 90 | XLPE | 3 | 2.5 | Multicore | Tinned copper | Flex | 400 | FLEXIBLE MULTI CORE CABLES
215 | HDT | HD03/4.0T | 90 | XLPE | 3 | 4 | Multicore | Tinned copper | Flex | 400 | FLEXIBLE MULTI CORE CABLES
216 | HDT | HD03/6.0T | 90 | XLPE | 3 | 6 | Multicore | Tinned copper | Flex | 400 | FLEXIBLE MULTI CORE CABLES
217 | HDT | HD04/1.5T | 90 | XLPE | 4 | 1.5 | Multicore | Tinned copper | Flex | 400 | FLEXIBLE MULTI CORE CABLES
218 | HDT | HD04/2.5T | 90 | XLPE | 4 | 2.5 | Multicore | Tinned copper | Flex | 400 | FLEXIBLE MULTI CORE CABLES
219 | HDT | HD04/4T | 90 | XLPE | 4 | 4 | Multicore | Tinned copper | Flex | 400 | FLEXIBLE MULTI CORE CABLES
220 | HDT | HD04/6.0T | 90 | XLPE | 4 | 6 | Multicore | Tinned copper | Flex | 400 | FLEXIBLE MULTI CORE CABLES
221 | HDT | HD05/1.5T | 90 | XLPE | 5 | 1.5 | Multicore | Tinned copper | Flex | 400 | FLEXIBLE MULTI CORE CABLES
222 | HDT | HD05/2.5T | 90 | XLPE | 5 | 2.5 | Multicore | Tinned copper | Flex | 400 | FLEXIBLE MULTI CORE CABLES
223 | HDT | HD05/4.0T | 90 | XLPE | 5 | 4 | Multicore | Tinned copper | Flex | 400 | FLEXIBLE MULTI CORE CABLES
224 | HDT | HD05/6.0T | 90 | XLPE | 5 | 6 | Multicore | Tinned copper | Flex | 400 | FLEXIBLE MULTI CORE CABLES
225 | HDT | HD05/10T | 90 | XLPE | 5 | 10 | Multicore | Tinned copper | Flex | 400 | FLEXIBLE MULTI CORE CABLES
226 | HDT | HD05/16T | 90 | XLPE | 5 | 16 | Multicore | Tinned copper | Flex | 400 | FLEXIBLE MULTI CORE CABLES
227 | HDT | HD05/35T | 90 | XLPE | 5 | 35 | Multicore | Tinned copper | Flex | 400 | FLEXIBLE MULTI CORE CABLES
228 | MLG2 Multi | ML02/1.5BKG2 | 90 | Elastomer | 2 | 1.5 | Multicore | Tinned copper | Flex | 400 | FLEXIBLE MULTI CORE CABLES
229 | MLG2 Multi | ML02/2.5BKG2 | 90 | Elastomer | 2 | 2.5 | Multicore | Tinned copper | Flex | 400 | FLEXIBLE MULTI CORE CABLES
230 | MLG2 Multi | ML02/4.0BKG2 | 90 | Elastomer | 2 | 4 | Multicore | Tinned copper | Flex | 400 | FLEXIBLE MULTI CORE CABLES
231 | MLG2 Multi | ML02/6.0BKG2 | 90 | Elastomer | 2 | 6 | Multicore | Tinned copper | Flex | 400 | FLEXIBLE MULTI CORE CABLES
232 | MLG2 Multi | ML03/1.5BKG2 | 90 | Elastomer | 3 | 1.5 | Multicore | Tinned copper | Flex | 400 | FLEXIBLE MULTI CORE CABLES
233 | MLG2 Multi | ML03/2.5BKG2 | 90 | Elastomer | 3 | 2.5 | Multicore | Tinned copper | Flex | 400 | FLEXIBLE MULTI CORE CABLES
234 | MLG2 Multi | ML03/4.0BKG2 | 90 | Elastomer | 3 | 4 | Multicore | Tinned copper | Flex | 400 | FLEXIBLE MULTI CORE CABLES
235 | MLG2 Multi | ML03/6.0BKG2 | 90 | Elastomer | 3 | 6 | Multicore | Tinned copper | Flex | 400 | FLEXIBLE MULTI CORE CABLES
236 | MLG2 Multi | ML03/10.0BKG2 | 90 | Elastomer | 3 | 10 | Multicore | Tinned copper | Flex | 400 | FLEXIBLE MULTI CORE CABLES
237 | MLG2 Multi | ML03/16.0BKG2 | 90 | Elastomer | 3 | 16 | Multicore | Tinned copper | Flex | 400 | FLEXIBLE MULTI CORE CABLES
238 | MLG2 Multi | ML04/1.5BKG2 | 90 | Elastomer | 4 | 1.5 | Multicore | Tinned copper | Flex | 400 | FLEXIBLE MULTI CORE CABLES
239 | MLG2 Multi | ML04/2.5BKG2 | 90 | Elastomer | 4 | 2.5 | Multicore | Tinned copper | Flex | 400 | FLEXIBLE MULTI CORE CABLES
240 | MLG2 Multi | ML04/4.0BKG2 | 90 | Elastomer | 4 | 4 | Multicore | Tinned copper | Flex | 400 | FLEXIBLE MULTI CORE CABLES
241 | MLG2 Multi | ML04/6.0BKG2 | 90 | Elastomer | 4 | 6 | Multicore | Tinned copper | Flex | 400 | FLEXIBLE MULTI CORE CABLES
242 | MLG2 Multi | ML04/10.0BKG2 | 90 | Elastomer | 4 | 10 | Multicore | Tinned copper | Flex | 400 | FLEXIBLE MULTI CORE CABLES
243 | MLG2 Multi | ML04/16.0BKG2 | 90 | Elastomer | 4 | 16 | Multicore | Tinned copper | Flex | 400 | FLEXIBLE MULTI CORE CABLES
244 | MLG2 Multi | ML04/25.0BKG2 | 90 | Elastomer | 4 | 25 | Multicore | Tinned copper | Flex | 400 | FLEXIBLE MULTI CORE CABLES
245 | MLG2 Multi | ML04/35.0BKG2 | 90 | Elastomer | 4 | 35 | Multicore | Tinned copper | Flex | 400 | FLEXIBLE MULTI CORE CABLES
246 | MLG2 Multi | ML04/50.0BKG2 | 90 | Elastomer | 4 | 50 | Multicore | Tinned copper | Flex | 400 | FLEXIBLE MULTI CORE CABLES
247 | MLG2 Multi | ML05/1.5BKG2 | 90 | Elastomer | 5 | 1.5 | Multicore | Tinned copper | Flex | 400 | FLEXIBLE MULTI CORE CABLES
248 | MLG2 Multi | ML05/2.5BKG2 | 90 | Elastomer | 5 | 2.5 | Multicore | Tinned copper | Flex | 400 | FLEXIBLE MULTI CORE CABLES
249 | MLG2 Multi | ML05/4.0BKG2 | 90 | Elastomer | 5 | 4 | Multicore | Tinned copper | Flex | 400 | FLEXIBLE MULTI CORE CABLES
250 | MLG2 Multi | ML05/6.0BKG2 | 90 | Elastomer | 5 | 6 | Multicore | Tinned copper | Flex | 400 | FLEXIBLE MULTI CORE CABLES
251 | MLG2 Multi | ML05/10.0BKG2 | 90 | Elastomer | 5 | 10 | Multicore | Tinned copper | Flex | 400 | FLEXIBLE MULTI CORE CABLES
252 | MLG2 Multi | ML05/16.0BKG2 | 90 | Elastomer | 5 | 16 | Multicore | Tinned copper | Flex | 400 | FLEXIBLE MULTI CORE CABLES
253 | MLG2 Multi | ML05/25.0BKG2 | 90 | Elastomer | 5 | 25 | Multicore | Tinned copper | Flex | 400 | FLEXIBLE MULTI CORE CABLES
254 | MLG2 Multi | ML05/35.0BKG2 | 90 | Elastomer | 5 | 35 | Multicore | Tinned copper | Flex | 400 | FLEXIBLE MULTI CORE CABLES
255 | MLG2 Multi | MLCON03/1.0BKG2 | 90 | Elastomer | 3 | 1 | Multicore | Tinned copper | Flex | 400 | FLEXIBLE MULTI CORE CABLES
256 | MLG2 Multi | MLCON04/1.0BKG2 | 90 | Elastomer | 4 | 1 | Multicore | Tinned copper | Flex | 400 | FLEXIBLE MULTI CORE CABLES
257 | MLG2 Multi | MLCON05/1.0BKG2 | 90 | Elastomer | 5 | 1 | Multicore | Tinned copper | Flex | 400 | FLEXIBLE MULTI CORE CABLES
258 | HO | HO2/1.5B | 90 | Elastomer | 2 | 1.5 | Multicore | Tinned copper | Flex | 400 | FLEXIBLE MULTI CORE CABLES
259 | HO | HO2/2.5B | 90 | Elastomer | 2 | 2.5 | Multicore | Tinned copper | Flex | 400 | FLEXIBLE MULTI CORE CABLES
260 | HO | HO2/4.0B | 90 | Elastomer | 2 | 4 | Multicore | Tinned copper | Flex | 400 | FLEXIBLE MULTI CORE CABLES
261 | HO | HO2/6.0B | 90 | Elastomer | 2 | 6 | Multicore | Tinned copper | Flex | 400 | FLEXIBLE MULTI CORE CABLES
262 | HO | HO2/10B | 90 | Elastomer | 2 | 10 | Multicore | Tinned copper | Flex | 400 | FLEXIBLE MULTI CORE CABLES
263 | HO | HO2/16B | 90 | Elastomer | 2 | 16 | Multicore | Tinned copper | Flex | 400 | FLEXIBLE MULTI CORE CABLES
264 | HO | HO3G1.5B | 90 | Elastomer | 3 | 1.5 | Multicore | Tinned copper | Flex | 400 | FLEXIBLE MULTI CORE CABLES
265 | HO | HO3G2.5B | 90 | Elastomer | 3 | 2.5 | Multicore | Tinned copper | Flex | 400 | FLEXIBLE MULTI CORE CABLES
266 | HO | HO3G4.0B | 90 | Elastomer | 3 | 4 | Multicore | Tinned copper | Flex | 400 | FLEXIBLE MULTI CORE CABLES
267 | HO | HO3G6.0B | 90 | Elastomer | 3 | 6 | Multicore | Tinned copper | Flex | 400 | FLEXIBLE MULTI CORE CABLES
268 | HO | HO3G10B | 90 | Elastomer | 3 | 10 | Multicore | Tinned copper | Flex | 400 | FLEXIBLE MULTI CORE CABLES
269 | HO | HO3G16B | 90 | Elastomer | 3 | 16 | Multicore | Tinned copper | Flex | 400 | FLEXIBLE MULTI CORE CABLES
270 | HO | HO3G25B | 90 | Elastomer | 3 | 25 | Multicore | Tinned copper | Flex | 400 | FLEXIBLE MULTI CORE CABLES
271 | HO | HO4G1.0BH07 | 90 | Elastomer | 4 | 1 | Multicore | Tinned copper | Flex | 400 | FLEXIBLE MULTI CORE CABLES
272 | HO | HO4G1.5B | 90 | Elastomer | 4 | 1.5 | Multicore | Tinned copper | Flex | 400 | FLEXIBLE MULTI CORE CABLES
273 | HO | HO4G2.5B | 90 | Elastomer | 4 | 2.5 | Multicore | Tinned copper | Flex | 400 | FLEXIBLE MULTI CORE CABLES
274 | HO | HO4G4.0B | 90 | Elastomer | 4 | 4 | Multicore | Tinned copper | Flex | 400 | FLEXIBLE MULTI CORE CABLES
275 | HO | HO4G6.0B | 90 | Elastomer | 4 | 6 | Multicore | Tinned copper | Flex | 400 | FLEXIBLE MULTI CORE CABLES
276 | HO | HO4G10B | 90 | Elastomer | 4 | 10 | Multicore | Tinned copper | Flex | 400 | FLEXIBLE MULTI CORE CABLES
277 | HO | HO4G16B | 90 | Elastomer | 4 | 16 | Multicore | Tinned copper | Flex | 400 | FLEXIBLE MULTI CORE CABLES
278 | HO | HO4G25B | 90 | Elastomer | 4 | 25 | Multicore | Tinned copper | Flex | 400 | FLEXIBLE MULTI CORE CABLES
279 | HO | HO4G35B | 90 | Elastomer | 4 | 35 | Multicore | Tinned copper | Flex | 400 | FLEXIBLE MULTI CORE CABLES
280 | HO | HO4G50B | 90 | Elastomer | 4 | 50 | Multicore | Tinned copper | Flex | 400 | FLEXIBLE MULTI CORE CABLES
281 | HO | HO4G70B | 90 | Elastomer | 4 | 70 | Multicore | Tinned copper | Flex | 400 | FLEXIBLE MULTI CORE CABLES
282 | HO | HO4G95B | 90 | Elastomer | 4 | 95 | Multicore | Tinned copper | Flex | 400 | FLEXIBLE MULTI CORE CABLES
283 | HO | HO4G120B | 90 | Elastomer | 4 | 120 | Multicore | Tinned copper | Flex | 400 | FLEXIBLE MULTI CORE CABLES
284 | HO | HO5G1.0HO7 | 90 | Elastomer | 5 | 1 | Multicore | Tinned copper | Flex | 400 | FLEXIBLE MULTI CORE CABLES
285 | HO | HO5G1.5B | 90 | Elastomer | 5 | 1.5 | Multicore | Tinned copper | Flex | 400 | FLEXIBLE MULTI CORE CABLES
286 | HO | HO5G2.5B | 90 | Elastomer | 5 | 2.5 | Multicore | Tinned copper | Flex | 400 | FLEXIBLE MULTI CORE CABLES
287 | HO | HO5G4.0B | 90 | Elastomer | 5 | 4 | Multicore | Tinned copper | Flex | 400 | FLEXIBLE MULTI CORE CABLES
288 | HO | HO5G6.0B | 90 | Elastomer | 5 | 6 | Multicore | Tinned copper | Flex | 400 | FLEXIBLE MULTI CORE CABLES
289 | HO | HO5G10B | 90 | Elastomer | 5 | 10 | Multicore | Tinned copper | Flex | 400 | FLEXIBLE MULTI CORE CABLES
290 | HO | HO5G16B | 90 | Elastomer | 5 | 16 | Multicore | Tinned copper | Flex | 400 | FLEXIBLE MULTI CORE CABLES
291 | HO | HO5G25B | 90 | Elastomer | 5 | 25 | Multicore | Tinned copper | Flex | 400 | FLEXIBLE MULTI CORE CABLES
292 | HO | HO5G35B | 90 | Elastomer | 5 | 35 | Multicore | Tinned copper | Flex | 400 | FLEXIBLE MULTI CORE CABLES
293 | HO | HO5G50B | 90 | Elastomer | 5 | 50 | Multicore | Tinned copper | Flex | 400 | FLEXIBLE MULTI CORE CABLES
294 | HO | HO5G70B | 90 | Elastomer | 5 | 70 | Multicore | Tinned copper | Flex | 400 | FLEXIBLE MULTI CORE CABLES
295 | HO | HO5G95B | 90 | Elastomer | 5 | 95 | Multicore | Tinned copper | Flex | 400 | FLEXIBLE MULTI CORE CABLES
296 | HO | HO2/0.75B | 90 | Elastomer | 2 | 0.75 | Multicore | Tinned copper | Flex | 400 | FLEXIBLE MULTI CORE CABLES
297 | HO | HO2/1.0B | 90 | Elastomer | 2 | 1 | Multicore | Tinned copper | Flex | 400 | FLEXIBLE MULTI CORE CABLES
298 | HO | HO3G0.75B | 90 | Elastomer | 3 | 0.75 | Multicore | Tinned copper | Flex | 400 | FLEXIBLE MULTI CORE CABLES
299 | HO | HO3G1.0B | 90 | Elastomer | 3 | 1 | Multicore | Tinned copper | Flex | 400 | FLEXIBLE MULTI CORE CABLES
300 | HO | HO4G0.75B | 90 | Elastomer | 4 | 0.75 | Multicore | Tinned copper | Flex | 400 | FLEXIBLE MULTI CORE CABLES
301 | HO | HO4G1.0B | 90 | Elastomer | 4 | 1 | Multicore | Tinned copper | Flex | 400 | FLEXIBLE MULTI CORE CABLES
302 | FX | FX3G1.5 | 90 | Elastomer | 3 | 1.5 | Multicore | Tinned copper | Flex | 400 | FLEXIBLE MULTI CORE CABLES
303 | FX | FX3G2.5 | 90 | Elastomer | 3 | 2.5 | Multicore | Tinned copper | Flex | 400 | FLEXIBLE MULTI CORE CABLES
304 | FX | FX3G6.0 | 90 | Elastomer | 3 | 6 | Multicore | Tinned copper | Flex | 400 | FLEXIBLE MULTI CORE CABLES
305 | FX | FX4G1.5 | 90 | Elastomer | 4 | 1.5 | Multicore | Tinned copper | Flex | 400 | FLEXIBLE MULTI CORE CABLES
306 | FX | FX4G2.5 | 90 | Elastomer | 4 | 2.5 | Multicore | Tinned copper | Flex | 400 | FLEXIBLE MULTI CORE CABLES
307 | FX | FX4G4.0 | 90 | Elastomer | 4 | 4 | Multicore | Tinned copper | Flex | 400 | FLEXIBLE MULTI CORE CABLES
308 | FX | FX4G6.0 | 90 | Elastomer | 4 | 6 | Multicore | Tinned copper | Flex | 400 | FLEXIBLE MULTI CORE CABLES
309 | FX | FX5G2.5 | 90 | Elastomer | 5 | 2.5 | Multicore | Tinned copper | Flex | 400 | FLEXIBLE MULTI CORE CABLES
310 | FX | FX5G6.0 | 90 | Elastomer | 5 | 6 | Multicore | Tinned copper | Flex | 400 | FLEXIBLE MULTI CORE CABLES
311 | MCX SWA | MCX03/10SWA | 90 | XLPE | 3 | 10 | Multicore | Plain copper | Solid | 400 | MAXCAB CONSTRUCTION CABLES & BUILDING WIRE
312 | MCX SWA | MCX03/16SWA | 90 | XLPE | 3 | 16 | Multicore | Plain copper | Solid | 400 | MAXCAB CONSTRUCTION CABLES & BUILDING WIRE
313 | MCX SWA | MCX03/25SWA | 90 | XLPE | 3 | 25 | Multicore | Plain copper | Solid | 400 | MAXCAB CONSTRUCTION CABLES & BUILDING WIRE
314 | MCX SWA | MCX04/10SWA | 90 | XLPE | 4 | 10 | Multicore | Plain copper | Solid | 400 | MAXCAB CONSTRUCTION CABLES & BUILDING WIRE
315 | MCX SWA | MCX04/16SWA | 90 | XLPE | 4 | 16 | Multicore | Plain copper | Solid | 400 | MAXCAB CONSTRUCTION CABLES & BUILDING WIRE
316 | MCX SWA | MCX04/25SWA | 90 | XLPE | 4 | 25 | Multicore | Plain copper | Solid | 400 | MAXCAB CONSTRUCTION CABLES & BUILDING WIRE
317 | MCX SWA | MCX04/35SWA | 90 | XLPE | 4 | 35 | Multicore | Plain copper | Solid | 400 | MAXCAB CONSTRUCTION CABLES & BUILDING WIRE
318 | MCX SWA | MCX04/50SWA | 90 | XLPE | 4 | 50 | Multicore | Plain copper | Solid | 400 | MAXCAB CONSTRUCTION CABLES & BUILDING WIRE
319 | MCX SWA | MCX04/70SWA | 90 | XLPE | 4 | 70 | Multicore | Plain copper | Solid | 400 | MAXCAB CONSTRUCTION CABLES & BUILDING WIRE
320 | MCX SWA | MCX04/95SWA | 90 | XLPE | 4 | 95 | Multicore | Plain copper | Solid | 400 | MAXCAB CONSTRUCTION CABLES & BUILDING WIRE
321 | MCX SWA | MCX05/10SWA | 90 | XLPE | 5 | 10 | Multicore | Plain copper | Solid | 400 | MAXCAB CONSTRUCTION CABLES & BUILDING WIRE
322 | MCX SWA | MCX05/16SWA | 90 | XLPE | 5 | 16 | Multicore | Plain copper | Solid | 400 | MAXCAB CONSTRUCTION CABLES & BUILDING WIRE
322 | MCX SWA | MCX05/25SWA | 90 | XLPE | 5 | 25 | Multicore | Plain copper | Solid | 400 | MAXCAB CONSTRUCTION CABLES & BUILDING WIRE
322 | MCX SWA | MCX05/35SWA | 90 | XLPE | 5 | 35 | Multicore | Plain copper | Solid | 400 | MAXCAB CONSTRUCTION CABLES & BUILDING WIRE
322 | MCX SWA | MCX05/50SWA | 90 | XLPE | 5 | 50 | Multicore | Plain copper | Solid | 400 | MAXCAB CONSTRUCTION CABLES & BUILDING WIRE
322 | MCX SWA | MCX05/70SWA | 90 | XLPE | 5 | 70 | Multicore | Plain copper | Solid | 400 | MAXCAB CONSTRUCTION CABLES & BUILDING WIRE
322 | MCX SWA | MCX05/95SWA | 90 | XLPE | 5 | 95 | Multicore | Plain copper | Solid | 400 | MAXCAB CONSTRUCTION CABLES & BUILDING WIRE
322 | MLG2 Single | ML1/10G2 | 90 | Elastomer | 1 | 10 | SingleCore | Tinned copper | Flex | 400 | FLEXIBLE SINGLE CORE CABLES
329 | MLG2 Single | ML1/16G2 | 90 | Elastomer | 1 | 16 | SingleCore | Tinned copper | Flex | 400 | FLEXIBLE SINGLE CORE CABLES
330 | MLG2 Single | ML1/25G2 | 90 | Elastomer | 1 | 25 | SingleCore | Tinned copper | Flex | 400 | FLEXIBLE SINGLE CORE CABLES
331 | MLG2 Single | ML1/35G2 | 90 | Elastomer | 1 | 35 | SingleCore | Tinned copper | Flex | 400 | FLEXIBLE SINGLE CORE CABLES
332 | MLG2 Single | ML1/50G2 | 90 | Elastomer | 1 | 50 | SingleCore | Tinned copper | Flex | 400 | FLEXIBLE SINGLE CORE CABLES
333 | MLG2 Single | ML1/70G2 | 90 | Elastomer | 1 | 70 | SingleCore | Tinned copper | Flex | 400 | FLEXIBLE SINGLE CORE CABLES
334 | MLG2 Single | ML1/95G2 | 90 | Elastomer | 1 | 95 | SingleCore | Tinned copper | Flex | 400 | FLEXIBLE SINGLE CORE CABLES
335 | MLG2 Single | ML1/120G2 | 90 | Elastomer | 1 | 120 | SingleCore | Tinned copper | Flex | 400 | FLEXIBLE SINGLE CORE CABLES
336 | NST TRAYSCREEN | NST2/2.5 | 90 | PVC | 2 | 2.5 | Multicore | Plain copper | Solid | 400 | MAXCAB CONSTRUCTION CABLES & BUILDING WIRE
337 | NST TRAYSCREEN | NST2/4.0 | 90 | PVC | 2 | 4 | Multicore | Plain copper | Solid | 400 | MAXCAB CONSTRUCTION CABLES & BUILDING WIRE
338 | NST TRAYSCREEN | NST2/6.0 | 90 | PVC | 2 | 6 | Multicore | Plain copper | Solid | 400 | MAXCAB CONSTRUCTION CABLES & BUILDING WIRE
339 | NST TRAYSCREEN | NST3/2.5 | 90 | PVC | 3 | 2.5 | Multicore | Plain copper | Solid | 400 | MAXCAB CONSTRUCTION CABLES & BUILDING WIRE
340 | NST TRAYSCREEN | NST3/4.0 | 90 | PVC | 3 | 4 | Multicore | Plain copper | Solid | 400 | MAXCAB CONSTRUCTION CABLES & BUILDING WIRE
341 | NST TRAYSCREEN | NST3/6.0 | 90 | PVC | 3 | 6 | Multicore | Plain copper | Solid | 400 | MAXCAB CONSTRUCTION CABLES & BUILDING WIRE
342 | NST TRAYSCREEN | NST4/2.5 | 90 | PVC | 4 | 2.5 | Multicore | Plain copper | Solid | 400 | MAXCAB CONSTRUCTION CABLES & BUILDING WIRE
343 | NST TRAYSCREEN | NST4/4.0 | 90 | PVC | 4 | 4 | Multicore | Plain copper | Solid | 400 | MAXCAB CONSTRUCTION CABLES & BUILDING WIRE
344 | NST TRAYSCREEN | NST4/6.0 | 90 | PVC | 4 | 6 | Multicore | Plain copper | Solid | 400 | MAXCAB CONSTRUCTION CABLES & BUILDING WIRE
345 | NSU | NSU1/6.0 | 90 | PVC | 1 | 6 | SingleCore | Plain copper | Solid | 400 | MAXCAB CONSTRUCTION CABLES & BUILDING WIRE
346 | NSU | NSU1/10 | 90 | PVC | 1 | 10 | SingleCore | Plain copper | Solid | 400 | MAXCAB CONSTRUCTION CABLES & BUILDING WIRE
347 | NSU | NSU1/16 | 90 | PVC | 1 | 16 | SingleCore | Plain copper | Solid | 400 | MAXCAB CONSTRUCTION CABLES & BUILDING WIRE
348 | NSU | NSU1/25 | 90 | PVC | 1 | 25 | SingleCore | Plain copper | Solid | 400 | MAXCAB CONSTRUCTION CABLES & BUILDING WIRE
349 | NSU | NSU2/2.5 | 90 | PVC | 2 | 2.5 | Multicore | Plain copper | Solid | 400 | MAXCAB CONSTRUCTION CABLES & BUILDING WIRE
350 | NSU | NSU2/4.0 | 90 | PVC | 2 | 4 | Multicore | Plain copper | Solid | 400 | MAXCAB CONSTRUCTION CABLES & BUILDING WIRE
351 | NSU | NSU2/6.0 | 90 | PVC | 2 | 6 | Multicore | Plain copper | Solid | 400 | MAXCAB CONSTRUCTION CABLES & BUILDING WIRE
352 | NSU | NSU2/10 | 90 | PVC | 2 | 10 | Multicore | Plain copper | Solid | 400 | MAXCAB CONSTRUCTION CABLES & BUILDING WIRE
353 | NSU | NSU2/16 | 90 | PVC | 2 | 16 | Multicore | Plain copper | Solid | 400 | MAXCAB CONSTRUCTION CABLES & BUILDING WIRE
354 | NSU | NSU3/2.5 | 90 | PVC | 3 | 2.5 | Multicore | Plain copper | Solid | 400 | MAXCAB CONSTRUCTION CABLES & BUILDING WIRE
355 | NSU | NSU3/4.0 | 90 | PVC | 3 | 4 | Multicore | Plain copper | Solid | 400 | MAXCAB CONSTRUCTION CABLES & BUILDING WIRE
356 | NSU | NSU3/6.0 | 90 | PVC | 3 | 6 | Multicore | Plain copper | Solid | 400 | MAXCAB CONSTRUCTION CABLES & BUILDING WIRE
357 | NSU | NSU3/10 | 90 | PVC | 3 | 10 | Multicore | Plain copper | Solid | 400 | MAXCAB CONSTRUCTION CABLES & BUILDING WIRE
358 | NSU | NSU3/16 | 90 | PVC | 3 | 16 | Multicore | Plain copper | Solid | 400 | MAXCAB CONSTRUCTION CABLES & BUILDING WIRE
359 | NSU | NSU4/2.5 | 90 | PVC | 4 | 2.5 | Multicore | Plain copper | Solid | 400 | MAXCAB CONSTRUCTION CABLES & BUILDING WIRE
360 | NSU | NSU4/4.0 | 90 | PVC | 4 | 4 | Multicore | Plain copper | Solid | 400 | MAXCAB CONSTRUCTION CABLES & BUILDING WIRE
361 | NSU | NSU4/6.0 | 90 | PVC | 4 | 6 | Multicore | Plain copper | Solid | 400 | MAXCAB CONSTRUCTION CABLES & BUILDING WIRE
362 | NSU | NSU4/10 | 90 | PVC | 4 | 10 | Multicore | Plain copper | Solid | 400 | MAXCAB CONSTRUCTION CABLES & BUILDING WIRE
363 | NSU | NSU4/16 | 90 | PVC | 4 | 16 | Multicore | Plain copper | Solid | 400 | MAXCAB CONSTRUCTION CABLES & BUILDING WIRE
364 | NSUX | NSUX1/16 | 90 | XLPE | 1 | 16 | SingleCore | Plain copper | Solid | 400 | MAXCAB CONSTRUCTION CABLES & BUILDING WIRE
365 | NSUX | NSUX1/25 | 90 | XLPE | 1 | 25 | SingleCore | Plain copper | Solid | 400 | MAXCAB CONSTRUCTION CABLES & BUILDING WIRE
366 | NSUX | NSUX1/35 | 90 | XLPE | 1 | 35 | SingleCore | Plain copper | Solid | 400 | MAXCAB CONSTRUCTION CABLES & BUILDING WIRE
367 | NSUX | NSUX1/50 | 90 | XLPE | 1 | 50 | SingleCore | Plain copper | Solid | 400 | MAXCAB CONSTRUCTION CABLES & BUILDING WIRE
368 | NSUX | NSUX1/70 | 90 | XLPE | 1 | 70 | SingleCore | Plain copper | Solid | 400 | MAXCAB CONSTRUCTION CABLES & BUILDING WIRE
369 | NSUX | NSUX1/95 | 90 | XLPE | 1 | 95 | SingleCore | Plain copper | Solid | 400 | MAXCAB CONSTRUCTION CABLES & BUILDING WIRE
370 | NSUX | NSUX2/25 | 90 | XLPE | 2 | 25 | Multicore | Plain copper | Solid | 400 | MAXCAB CONSTRUCTION CABLES & BUILDING WIRE
371 | NSUX | NSUX2/35 | 90 | XLPE | 2 | 35 | Multicore | Plain copper | Solid | 400 | MAXCAB CONSTRUCTION CABLES & BUILDING WIRE
372 | NSUX | NSUX3/25 | 90 | XLPE | 3 | 25 | Multicore | Plain copper | Solid | 400 | MAXCAB CONSTRUCTION CABLES & BUILDING WIRE
373 | NSUX | NSUX3/35 | 90 | XLPE | 3 | 35 | Multicore | Plain copper | Solid | 400 | MAXCAB CONSTRUCTION CABLES & BUILDING WIRE
374 | NSUX | NSUX3/50 | 90 | XLPE | 3 | 50 | Multicore | Plain copper | Solid | 400 | MAXCAB CONSTRUCTION CABLES & BUILDING WIRE
375 | NSUX | NSUX3/70 | 90 | XLPE | 3 | 70 | Multicore | Plain copper | Solid | 400 | MAXCAB CONSTRUCTION CABLES & BUILDING WIRE
376 | NSUX | NSUX3/95 | 90 | XLPE | 3 | 95 | Multicore | Plain copper | Solid | 400 | MAXCAB CONSTRUCTION CABLES & BUILDING WIRE
377 | NSUX | NSUX4/25 | 90 | XLPE | 4 | 25 | Multicore | Plain copper | Solid | 400 | MAXCAB CONSTRUCTION CABLES & BUILDING WIRE
378 | NSUX | NSUX4/35 | 90 | XLPE | 4 | 35 | Multicore | Plain copper | Solid | 400 | MAXCAB CONSTRUCTION CABLES & BUILDING WIRE
379 | NSUX | NSUX4/50 | 90 | XLPE | 4 | 50 | Multicore | Plain copper | Solid | 400 | MAXCAB CONSTRUCTION CABLES & BUILDING WIRE
380 | NSUX | NSUX4/70 | 90 | XLPE | 4 | 70 | Multicore | Plain copper | Solid | 400 | MAXCAB CONSTRUCTION CABLES & BUILDING WIRE
381 | NSUX | NSUX4/95 | 90 | XLPE | 4 | 95 | Multicore | Plain copper | Solid | 400 | MAXCAB CONSTRUCTION CABLES & BUILDING WIRE
382 | VIN | VIN016 | 75 | PVC | 1 | 16 | SingleCore | Plain copper | Solid | 400 | MAXCAB CONSTRUCTION CABLES & BUILDING WIRE
383 | VIN | VIN025 | 75 | PVC | 1 | 25 | SingleCore | Plain copper | Solid | 400 | MAXCAB CONSTRUCTION CABLES & BUILDING WIRE
384 | VIN | VIN035 | 75 | PVC | 1 | 35 | SingleCore | Plain copper | Solid | 400 | MAXCAB CONSTRUCTION CABLES & BUILDING WIRE
385 | VIN | VIN070 | 75 | PVC | 1 | 70 | SingleCore | Plain copper | Solid | 400 | MAXCAB CONSTRUCTION CABLES & BUILDING WIRE
389 | MC | MC07/1.5 | 90 | PVC | 7 | 1.5 | Multicore | Plain copper | Solid | 400 | MAXCAB CONSTRUCTION CABLES & BUILDING WIRE
390 | MC | MC12/1.5 | 90 | PVC | 12 | 1.5 | Multicore | Plain copper | Solid | 400 | MAXCAB CONSTRUCTION CABLES & BUILDING WIRE
391 | MC | MC19/1.5 | 90 | PVC | 19 | 1.5 | Multicore | Plain copper | Solid | 400 | MAXCAB CONSTRUCTION CABLES & BUILDING WIRE
392 | MC | MC27/1.5 | 90 | PVC | 27 | 1.5 | Multicore | Plain copper | Solid | 400 | MAXCAB CONSTRUCTION CABLES & BUILDING WIRE
393 | MC | MC37/1.5 | 90 | PVC | 37 | 1.5 | Multicore | Plain copper | Solid | 400 | MAXCAB CONSTRUCTION CABLES & BUILDING WIRE
394 | MC | MC07/2.5 | 90 | PVC | 7 | 2.5 | Multicore | Plain copper | Solid | 400 | MAXCAB CONSTRUCTION CABLES & BUILDING WIRE
395 | MC | MC12/2.5 | 90 | PVC | 12 | 2.5 | Multicore | Plain copper | Solid | 400 | MAXCAB CONSTRUCTION CABLES & BUILDING WIRE
396 | MC | MC19/2.5 | 90 | PVC | 19 | 2.5 | Multicore | Plain copper | Solid | 400 | MAXCAB CONSTRUCTION CABLES & BUILDING WIRE
397 | MC | MC27/2.5 | 90 | PVC | 27 | 2.5 | Multicore | Plain copper | Solid | 400 | MAXCAB CONSTRUCTION CABLES & BUILDING WIRE
398 | MC | MC37/2.5 | 90 | PVC | 37 | 2.5 | Multicore | Plain copper | Solid | 400 | MAXCAB CONSTRUCTION CABLES & BUILDING WIRE
400 | FDXCY | FDXCY4/1.5 | 90 | XLPE | 4 | 1.5 | Multicore | Plain copper | Flex | 400 | VSD
401 | FDXCY | FDXCY4/2.5 | 90 | XLPE | 4 | 2.5 | Multicore | Plain copper | Flex | 400 | VSD
402 | FDXCY | FDXCY4/4.0 | 90 | XLPE | 4 | 4 | Multicore | Plain copper | Flex | 400 | VSD
403 | FDXCY | FDXCY4/6.0 | 90 | XLPE | 4 | 6 | Multicore | Plain copper | Flex | 400 | VSD
404 | FDXCY | FDXCY4/10 | 90 | XLPE | 4 | 10 | Multicore | Plain copper | Flex | 400 | VSD
405 | FDXCY | FDXCY4/16 | 90 | XLPE | 4 | 16 | Multicore | Plain copper | Flex | 400 | VSD
406 | FDXCY | FDXCY4/95 | 90 | XLPE | 4 | 95 | Multicore | Plain copper | Flex | 400 | VSD
407 | FDXCY | FDXCY4/120 | 90 | XLPE | 4 | 120 | Multicore | Plain copper | Flex | 400 | VSD
408 | FDXCY | FDXCY4/185 | 90 | XLPE | 4 | 185 | Multicore | Plain copper | Flex | 400 | VSD
410 | KSXCY | KSXCY4/1.5 | 90 | XLPE | 4 | 1.5 | Multicore | Plain copper | Flex | 400 | VSD
412 | MDXCY-CL | MDXCY4/1.5CL | 90 | XLPE | 4 | 1.5 | Multicore | Tinned copper | Flex | 400 | VSD
413 | MDXCY-CL | MDXCY4/2.5CL | 90 | XLPE | 4 | 2.5 | Multicore | Tinned copper | Flex | 400 | VSD
414 | MDXCY-CL | MDXCY4.4.0CL | 90 | XLPE | 4 | 4 | Multicore | Tinned copper | Flex | 400 | VSD
415 | MDXCY-CL | MDXCY4/6.0CL | 90 | XLPE | 4 | 6 | Multicore | Tinned copper | Flex | 400 | VSD
417 | MCH SWA | MCH07/1.5SWA | 90 | PVC | 7 | 1.5 | Multicore | Plain copper | Solid | 400 | MAXCAB CONSTRUCTION CABLES & BUILDING WIRE
418 | MCH SWA | MCH07/2.5SWA | 90 | PVC | 7 | 2.5 | Multicore | Plain copper | Solid | 400 | MAXCAB CONSTRUCTION CABLES & BUILDING WIRE
419 | MCH SWA | MCH12/1.5SWA | 90 | PVC | 12 | 1.5 | Multicore | Plain copper | Solid | 400 | MAXCAB CONSTRUCTION CABLES & BUILDING WIRE
420 | MCH SWA | MCH12/2.5SWA | 90 | PVC | 12 | 2.5 | Multicore | Plain copper | Solid | 400 | MAXCAB CONSTRUCTION CABLES & BUILDING WIRE
421 | MCH SWA | MCH19/1.5SWA | 90 | PVC | 19 | 1.5 | Multicore | Plain copper | Solid | 400 | MAXCAB CONSTRUCTION CABLES & BUILDING WIRE
422 | MCH SWA | MCH19/2.5SWA | 90 | PVC | 19 | 2.5 | Multicore | Plain copper | Solid | 400 | MAXCAB CONSTRUCTION CABLES & BUILDING WIRE
423 | MCH SWA | MCH27/1.5SWA | 90 | PVC | 27 | 1.5 | Multicore | Plain copper | Solid | 400 | MAXCAB CONSTRUCTION CABLES & BUILDING WIRE
424 | MCH SWA | MCH27/2.5SWA | 90 | PVC | 27 | 2.5 | Multicore | Plain copper | Solid | 400 | MAXCAB CONSTRUCTION CABLES & BUILDING WIRE
425 | MCH SWA | MCH37/1.5SWA | 90 | PVC | 37 | 1.5 | Multicore | Plain copper | Solid | 400 | MAXCAB CONSTRUCTION CABLES & BUILDING WIRE
426 | MCH SWA | MCH37/2.5SWA | 90 | PVC | 37 | 2.5 | Multicore | Plain copper | Solid | 400 | MAXCAB CONSTRUCTION CABLES & BUILDING WIRE
428 | CW | CW150 | 90 | PVC | 1 | 150 | SingleCore | Plain copper | Solid | 400 | MAXCAB CONSTRUCTION CABLES & BUILDING WIRE
430 | MCX | MCX05/120 | 90 | XLPE | 5 | 120 | Multicore | Plain copper | Solid | 400 | MAXCAB CONSTRUCTION CABLES & BUILDING WIRE
432 | MCP SWA | MCP05G6.0SWA | 90 | PVC | 5 | 6 | Multicore | Plain copper | Solid | 400 | MAXCAB CONSTRUCTION CABLES & BUILDING WIRE
434 | MLG2 Multi | ML05/50.0BKG2 | 90 | Elastomer | 5 | 50 | Multicore | Tinned copper | Flex | 400 | FLEXIBLE MULTI CORE CABLES
435 | MLG2 Multi | ML07/1.5BKG2 | 90 | Elastomer | 7 | 1.5 | Multicore | Tinned copper | Flex | 400 | FLEXIBLE MULTI CORE CABLES
436 | MLG2 Multi | ML07/2.5BKG2 | 90 | Elastomer | 7 | 2.5 | Multicore | Tinned copper | Flex | 400 | FLEXIBLE MULTI CORE CABLES
437 | MLG2 Multi | ML12/1.5BKG2 | 90 | Elastomer | 12 | 1.5 | Multicore | Tinned copper | Flex | 400 | FLEXIBLE MULTI CORE CABLES
438 | MLG2 Multi | ML12/2.5BKG2 | 90 | Elastomer | 12 | 2.5 | Multicore | Tinned copper | Flex | 400 | FLEXIBLE MULTI CORE CABLES
439 | MLG2 Multi | ML19/1.5BKG2 | 90 | Elastomer | 19 | 1.5 | Multicore | Tinned copper | Flex | 400 | FLEXIBLE MULTI CORE CABLES
440 | MLG2 Multi | MLCON07/1.0BKG2 | 90 | Elastomer | 7 | 1 | Multicore | Tinned copper | Flex | 400 | FLEXIBLE MULTI CORE CABLES
441 | MLG2 Multi | MLCON12/1.0BKG2 | 90 | Elastomer | 12 | 1 | Multicore | Tinned copper | Flex | 400 | FLEXIBLE MULTI CORE CABLES
442 | MLG2 Multi | MLCON19/1.0BKG2 | 90 | Elastomer | 19 | 1 | Multicore | Tinned copper | Flex | 400 | FLEXIBLE MULTI CORE CABLES
444 | HO Plus | HO2/0.75B | 90 | Elastomer | 2 | 0.75 | Multicore | Tinned copper | Flex | 400 | FLEXIBLE MULTI CORE CABLES
445 | HO Plus | HO2/1.0B | 90 | Elastomer | 2 | 1 | Multicore | Tinned copper | Flex | 400 | FLEXIBLE MULTI CORE CABLES
446 | HO Plus | HO3G0.75B | 90 | Elastomer | 3 | 0.75 | Multicore | Tinned copper | Flex | 400 | FLEXIBLE MULTI CORE CABLES
447 | HO Plus | HO3G1.0B | 90 | Elastomer | 3 | 1 | Multicore | Tinned copper | Flex | 400 | FLEXIBLE MULTI CORE CABLES
448 | HO Plus | HO4G0.75B | 90 | Elastomer | 4 | 0.75 | Multicore | Tinned copper | Flex | 400 | FLEXIBLE MULTI CORE CABLES
449 | HO Plus | HO4G1.0B | 90 | Elastomer | 4 | 1 | Multicore | Tinned copper | Flex | 400 | FLEXIBLE MULTI CORE CABLES
450 | HO Plus | HO7G4.0B | 90 | Elastomer | 7 | 4 | Multicore | Tinned copper | Flex | 400 | FLEXIBLE MULTI CORE CABLES
451 | HO Plus | HO7G6.0B | 90 | Elastomer | 7 | 6 | Multicore | Tinned copper | Flex | 400 | FLEXIBLE MULTI CORE CABLES